## CONSTRAINT_SUMMARY
iteration | step | solution | Generator Bid Volume [MW] | Generator Firm Bid Volume [MW] | Generator Non-Firm Volume [MW] | Generator Offer Volume [MW] | Prosumer Bid Volume [MW] | Prosumer Firm Bid Volume [MW] | Prosumer Non-Firm Volume [MW] | Prosumer Offer Volume [MW]
t-1 | dcopf | 0 | 1074.7679 | 0 | 1074.7679 | 1074.7679 | 0 | 0 | 0 | 0
t-1 | dcopf | 1 | 1074.7679 | 0 | 1074.7679 | 1074.7679 | 0 | 0 | 0 | 0
t-1 | dcopf | 2 | 1074.7679 | 0 | 1074.7679 | 1074.7679 | 0 | 0 | 0 | 0
t-1 | dcopf | 3 | 1074.7679 | 0 | 1074.7679 | 1074.7679 | 0 | 0 | 0 | 0
t-1 | dcopf | 4 | 1074.7679 | 0 | 1074.7679 | 1074.7679 | 0 | 0 | 0 | 0

## GENERATORS
iteration | step | solution | asset | Zone | Commitment | pG [pu] | pG [MW] | pG_max [pu] | pG_min [pu] | Bid [pu] | Bid [MW] | Non Firm Bid Power [MW] | Firm Bid Power [MW] | Bid Price [£] | Bid Cost [£] | Offer [pu] | Offer [MW] | Offer Price [£] | Offer Cost [£] | Curtailment [-] | Firm Indicator [-]
t-1 | market | 0 | G1 | 1 | 0 | 0 | 0 | 1.52 | 0.304
t-1 | market | 0 | G2 | 2 | 0 | 0 | 0 | 1.52 | 0.304
t-1 | market | 0 | G3 | 7 | 0 | 0 | 0 | 3.5 | 0.75
t-1 | market | 0 | G4 | 13 | 0 | 0 | 0 | 5.91 | 2.0685
t-1 | market | 0 | G5 | 15 | 0 | 0 | 0 | 0.6 | 0.12
t-1 | market | 0 | G6 | 15 | 0 | 0 | 0 | 1.55 | 0.5425
t-1 | market | 0 | G7 | 16 | 0 | 0 | 0 | 1.55 | 0.5425
t-1 | market | 0 | G8 | 18 | 1 | 3 | 300 | 4 | 1
t-1 | market | 0 | G9 | 21 | 1 | 4 | 400 | 4 | 1
t-1 | market | 0 | G10 | 22 | 0 | 0 | 0 | 3 | 3
t-1 | market | 0 | G11 | 23 | 0 | 0 | 0 | 3.1 | 1.085
t-1 | market | 0 | G12 | 23 | 0 | 0 | 0 | 3.5 | 1.4
t-1 | market | 0 | W@1.1 | 1 | 1 | 3 | 300 | 3 | 0
t-1 | market | 0 | W@1.2 | 1 | 1 | 3 | 300 | 3 | 0
t-1 | market | 0 | W@2 | 2 | 1 | 3 | 300 | 3 | 0
t-1 | market | 0 | W@3 | 3 | 1 | 3 | 300 | 3 | 0
t-1 | market | 0 | W@5 | 5 | 1 | 3 | 300 | 3 | 0
t-1 | market | 0 | W@7 | 7 | 1 | 3 | 300 | 3 | 0
t-1 | market | 1 | G1 | 1 | 0 | 0 | 0 | 1.52 | 0.304
t-1 | market | 1 | G2 | 2 | 0 | 0 | 0 | 1.52 | 0.304
t-1 | market | 1 | G3 | 7 | 0 | 0 | 0 | 3.5 | 0.75
t-1 | market | 1 | G4 | 13 | 0 | 0 | 0 | 5.91 | 2.0685
t-1 | market | 1 | G5 | 15 | 0 | 0 | 0 | 0.6 | 0.12
t-1 | market | 1 | G6 | 15 | 0 | 0 | 0 | 1.55 | 0.5425
t-1 | market | 1 | G7 | 16 | 0 | 0 | 0 | 1.55 | 0.5425
t-1 | market | 1 | G8 | 18 | 1 | 3 | 300 | 4 | 1
t-1 | market | 1 | G9 | 21 | 1 | 4 | 400 | 4 | 1
t-1 | market | 1 | G10 | 22 | 0 | 0 | 0 | 3 | 3
t-1 | market | 1 | G11 | 23 | 0 | 0 | 0 | 3.1 | 1.085
t-1 | market | 1 | G12 | 23 | 0 | 0 | 0 | 3.5 | 1.4
t-1 | market | 1 | W@1.1 | 1 | 1 | 3 | 300 | 3 | 0
t-1 | market | 1 | W@1.2 | 1 | 1 | 3 | 300 | 3 | 0
t-1 | market | 1 | W@2 | 2 | 1 | 3 | 300 | 3 | 0
t-1 | market | 1 | W@3 | 3 | 1 | 3 | 300 | 3 | 0
t-1 | market | 1 | W@5 | 5 | 1 | 3 | 300 | 3 | 0
t-1 | market | 1 | W@7 | 7 | 1 | 3 | 300 | 3 | 0
t-1 | market | 2 | G1 | 1 | 0 | 0 | 0 | 1.52 | 0.304
t-1 | market | 2 | G2 | 2 | 0 | 0 | 0 | 1.52 | 0.304
t-1 | market | 2 | G3 | 7 | 0 | 0 | 0 | 3.5 | 0.75
t-1 | market | 2 | G4 | 13 | 0 | 0 | 0 | 5.91 | 2.0685
t-1 | market | 2 | G5 | 15 | 0 | 0 | 0 | 0.6 | 0.12
t-1 | market | 2 | G6 | 15 | 0 | 0 | 0 | 1.55 | 0.5425
t-1 | market | 2 | G7 | 16 | 0 | 0 | 0 | 1.55 | 0.5425
t-1 | market | 2 | G8 | 18 | 1 | 3 | 300 | 4 | 1
t-1 | market | 2 | G9 | 21 | 1 | 4 | 400 | 4 | 1
t-1 | market | 2 | G10 | 22 | 0 | 0 | 0 | 3 | 3
t-1 | market | 2 | G11 | 23 | 0 | 0 | 0 | 3.1 | 1.085
t-1 | market | 2 | G12 | 23 | 0 | 0 | 0 | 3.5 | 1.4
t-1 | market | 2 | W@1.1 | 1 | 1 | 3 | 300 | 3 | 0
t-1 | market | 2 | W@1.2 | 1 | 1 | 3 | 300 | 3 | 0
t-1 | market | 2 | W@2 | 2 | 1 | 3 | 300 | 3 | 0
t-1 | market | 2 | W@3 | 3 | 1 | 3 | 300 | 3 | 0
t-1 | market | 2 | W@5 | 5 | 1 | 3 | 300 | 3 | 0
t-1 | market | 2 | W@7 | 7 | 1 | 3 | 300 | 3 | 0
t-1 | market | 3 | G1 | 1 | 0 | 0 | 0 | 1.52 | 0.304
t-1 | market | 3 | G2 | 2 | 0 | 0 | 0 | 1.52 | 0.304
t-1 | market | 3 | G3 | 7 | 0 | 0 | 0 | 3.5 | 0.75
t-1 | market | 3 | G4 | 13 | 0 | 0 | 0 | 5.91 | 2.0685
t-1 | market | 3 | G5 | 15 | 0 | 0 | 0 | 0.6 | 0.12
t-1 | market | 3 | G6 | 15 | 0 | 0 | 0 | 1.55 | 0.5425
t-1 | market | 3 | G7 | 16 | 0 | 0 | 0 | 1.55 | 0.5425
t-1 | market | 3 | G8 | 18 | 1 | 3 | 300 | 4 | 1
t-1 | market | 3 | G9 | 21 | 1 | 4 | 400 | 4 | 1
t-1 | market | 3 | G10 | 22 | 0 | 0 | 0 | 3 | 3
t-1 | market | 3 | G11 | 23 | 0 | 0 | 0 | 3.1 | 1.085
t-1 | market | 3 | G12 | 23 | 0 | 0 | 0 | 3.5 | 1.4
t-1 | market | 3 | W@1.1 | 1 | 1 | 3 | 300 | 3 | 0
t-1 | market | 3 | W@1.2 | 1 | 1 | 3 | 300 | 3 | 0
t-1 | market | 3 | W@2 | 2 | 1 | 3 | 300 | 3 | 0
t-1 | market | 3 | W@3 | 3 | 1 | 3 | 300 | 3 | 0
t-1 | market | 3 | W@5 | 5 | 1 | 3 | 300 | 3 | 0
t-1 | market | 3 | W@7 | 7 | 1 | 3 | 300 | 3 | 0
t-1 | market | 4 | G1 | 1 | 0 | 0 | 0 | 1.52 | 0.304
t-1 | market | 4 | G2 | 2 | 0 | 0 | 0 | 1.52 | 0.304
t-1 | market | 4 | G3 | 7 | 0 | 0 | 0 | 3.5 | 0.75
t-1 | market | 4 | G4 | 13 | 0 | 0 | 0 | 5.91 | 2.0685
t-1 | market | 4 | G5 | 15 | 0 | 0 | 0 | 0.6 | 0.12
t-1 | market | 4 | G6 | 15 | 0 | 0 | 0 | 1.55 | 0.5425
t-1 | market | 4 | G7 | 16 | 0 | 0 | 0 | 1.55 | 0.5425
t-1 | market | 4 | G8 | 18 | 1 | 3 | 300 | 4 | 1
t-1 | market | 4 | G9 | 21 | 1 | 4 | 400 | 4 | 1
t-1 | market | 4 | G10 | 22 | 0 | 0 | 0 | 3 | 3
t-1 | market | 4 | G11 | 23 | 0 | 0 | 0 | 3.1 | 1.085
t-1 | market | 4 | G12 | 23 | 0 | 0 | 0 | 3.5 | 1.4
t-1 | market | 4 | W@1.1 | 1 | 1 | 3 | 300 | 3 | 0
t-1 | market | 4 | W@1.2 | 1 | 1 | 3 | 300 | 3 | 0
t-1 | market | 4 | W@2 | 2 | 1 | 3 | 300 | 3 | 0
t-1 | market | 4 | W@3 | 3 | 1 | 3 | 300 | 3 | 0
t-1 | market | 4 | W@5 | 5 | 1 | 3 | 300 | 3 | 0
t-1 | market | 4 | W@7 | 7 | 1 | 3 | 300 | 3 | 0
t-1 | dcopf | 0 | G1 | 1 | 0 | 0 | 0 | 1.52 | 0.304 | 0 | 0 | 0 | 0 | 11 | 0 | 0 | 0 | 13.32 | 0 |  | 0
t-1 | dcopf | 0 | G2 | 2 | 0 | 0 | 0 | 1.52 | 0.304 | 0 | 0 | 0 | 0 | 11 | 0 | 0 | 0 | 13.32 | 0 |  | 0
t-1 | dcopf | 0 | G3 | 7 | 0 | 0 | 0 | 3.5 | 0.75 | 0 | 0 | 0 | 0 | 16 | 0 | 0 | 0 | 20.7 | 0 |  | 0
t-1 | dcopf | 0 | G4 | 13 | 0 | 0 | 0 | 5.91 | 2.0685 | 0 | 0 | 0 | 0 | 17 | 0 | 0 | 0 | 20.93 | 0 |  | 0
t-1 | dcopf | 0 | G5 | 15 | 1 | 0.54768 | 54.7679 | 0.6 | 0.12 | 0 | 0 | 0 | 0 | 23 | 0 | 0.54768 | 54.7679 | 26.11 | 1429.9899 |  | 0
t-1 | dcopf | 0 | G6 | 15 | 1 | 1.55 | 155 | 1.55 | 0.5425 | 0 | 0 | 0 | 0 | 7 | 0 | 1.55 | 155 | 10.52 | 1630.6 |  | 0
t-1 | dcopf | 0 | G7 | 16 | 1 | 1.55 | 155 | 1.55 | 0.5425 | 0 | 0 | 0 | 0 | 7 | 0 | 1.55 | 155 | 10.52 | 1630.6 |  | 0
t-1 | dcopf | 0 | G8 | 18 | 1 | 4 | 400 | 4 | 1 | 0 | 0 | 0 | 0 | 6.02 | 0 | 1 | 100 | 6.02 | 602 |  | 0
t-1 | dcopf | 0 | G9 | 21 | 1 | 4 | 400 | 4 | 1 | 0 | 0 | 0 | 0 | 5.47 | 0 | 0 | 0 | 5.47 | 0 |  | 1
t-1 | dcopf | 0 | G10 | 22 | 1 | 3 | 300 | 3 | 3 | 0 | 0 | 0 | 0 | 5.47 | 0 | 3 | 300 | 5.47 | 1641 |  | 0
t-1 | dcopf | 0 | G11 | 23 | 1 | 3.1 | 310 | 3.1 | 1.085 | 0 | 0 | 0 | 0 | 8 | 0 | 3.1 | 310 | 10.52 | 3261.2 |  | 0
t-1 | dcopf | 0 | G12 | 23 | 0 | 0 | 0 | 3.5 | 1.4 | 0 | 0 | 0 | 0 | 8 | 0 | 0 | 0 | 10.89 | 0 |  | 0
t-1 | dcopf | 0 | W@1.1 | 1 | 1 | 1.2174 | 121.744 | 3 | 0 | 1.7826 | 178.256 | 178.256 | 0 | 50 | 0 | 0 | 0 | 1 | 0 | 0.59419 | 1
t-1 | dcopf | 0 | W@1.2 | 1 | 1 | 1.2174 | 121.744 | 3 | 0 | 1.7826 | 178.256 | 178.256 | 0 | 50 | 0 | 0 | 0 | 1 | 0 | 0.59419 | 1
t-1 | dcopf | 0 | W@2 | 2 | 1 | 1.2 | 120 | 3 | 0 | 1.8 | 180 | 180 | 0 | 50 | 0 | 0 | 0 | 1 | 0 | 0.6 | 1
t-1 | dcopf | 0 | W@3 | 3 | 1 | 1.2174 | 121.744 | 3 | 0 | 1.7826 | 178.256 | 178.256 | 0 | 50 | 0 | 0 | 0 | 1 | 0 | 0.59419 | 1
t-1 | dcopf | 0 | W@5 | 5 | 1 | 1.2 | 120 | 3 | 0 | 1.8 | 180 | 180 | 0 | 50 | 0 | 0 | 0 | 1 | 0 | 0.6 | 1
t-1 | dcopf | 0 | W@7 | 7 | 1 | 1.2 | 120 | 3 | 0 | 1.8 | 180 | 180 | 0 | 50 | 0 | 0 | 0 | 1 | 0 | 0.6 | 1
t-1 | dcopf | 1 | G1 | 1 | 0 | 0 | 0 | 1.52 | 0.304 | 0 | 0 | 0 | 0 | 11 | 0 | 0 | 0 | 13.32 | 0 |  | 0
t-1 | dcopf | 1 | G2 | 2 | 0 | 0 | 0 | 1.52 | 0.304 | 0 | 0 | 0 | 0 | 11 | 0 | 0 | 0 | 13.32 | 0 |  | 0
t-1 | dcopf | 1 | G3 | 7 | 0 | 0 | 0 | 3.5 | 0.75 | 0 | 0 | 0 | 0 | 16 | 0 | 0 | 0 | 20.7 | 0 |  | 0
t-1 | dcopf | 1 | G4 | 13 | 0 | 0 | 0 | 5.91 | 2.0685 | 0 | 0 | 0 | 0 | 17 | 0 | 0 | 0 | 20.93 | 0 |  | 0
t-1 | dcopf | 1 | G5 | 15 | 1 | 0.54768 | 54.7679 | 0.6 | 0.12 | 0 | 0 | 0 | 0 | 23 | 0 | 0.54768 | 54.7679 | 26.11 | 1429.9899 |  | 0
t-1 | dcopf | 1 | G6 | 15 | 1 | 1.55 | 155 | 1.55 | 0.5425 | 0 | 0 | 0 | 0 | 7 | 0 | 1.55 | 155 | 10.52 | 1630.6 |  | 0
t-1 | dcopf | 1 | G7 | 16 | 1 | 1.55 | 155 | 1.55 | 0.5425 | 0 | 0 | 0 | 0 | 7 | 0 | 1.55 | 155 | 10.52 | 1630.6 |  | 0
t-1 | dcopf | 1 | G8 | 18 | 1 | 4 | 400 | 4 | 1 | 0 | 0 | 0 | 0 | 6.02 | 0 | 1 | 100 | 6.02 | 602 |  | 0
t-1 | dcopf | 1 | G9 | 21 | 1 | 4 | 400 | 4 | 1 | 0 | 0 | 0 | 0 | 5.47 | 0 | 0 | 0 | 5.47 | 0 |  | 1
t-1 | dcopf | 1 | G10 | 22 | 1 | 3 | 300 | 3 | 3 | 0 | 0 | 0 | 0 | 5.47 | 0 | 3 | 300 | 5.47 | 1641 |  | 0
t-1 | dcopf | 1 | G11 | 23 | 1 | 3.1 | 310 | 3.1 | 1.085 | 0 | 0 | 0 | 0 | 8 | 0 | 3.1 | 310 | 10.52 | 3261.2 |  | 0
t-1 | dcopf | 1 | G12 | 23 | 0 | 0 | 0 | 3.5 | 1.4 | 0 | 0 | 0 | 0 | 8 | 0 | 0 | 0 | 10.89 | 0 |  | 0
t-1 | dcopf | 1 | W@1.1 | 1 | 1 | 1.2174 | 121.744 | 3 | 0 | 1.7826 | 178.256 | 178.256 | 0 | 50 | 0 | 0 | 0 | 1 | 0 | 0.59419 | 1
t-1 | dcopf | 1 | W@1.2 | 1 | 1 | 1.2174 | 121.744 | 3 | 0 | 1.7826 | 178.256 | 178.256 | 0 | 50 | 0 | 0 | 0 | 1 | 0 | 0.59419 | 1
t-1 | dcopf | 1 | W@2 | 2 | 1 | 1.2 | 120 | 3 | 0 | 1.8 | 180 | 180 | 0 | 50 | 0 | 0 | 0 | 1 | 0 | 0.6 | 1
t-1 | dcopf | 1 | W@3 | 3 | 1 | 1.2174 | 121.744 | 3 | 0 | 1.7826 | 178.256 | 178.256 | 0 | 50 | 0 | 0 | 0 | 1 | 0 | 0.59419 | 1
t-1 | dcopf | 1 | W@5 | 5 | 1 | 1.2 | 120 | 3 | 0 | 1.8 | 180 | 180 | 0 | 50 | 0 | 0 | 0 | 1 | 0 | 0.6 | 1
t-1 | dcopf | 1 | W@7 | 7 | 1 | 1.2 | 120 | 3 | 0 | 1.8 | 180 | 180 | 0 | 50 | 0 | 0 | 0 | 1 | 0 | 0.6 | 1
t-1 | dcopf | 2 | G1 | 1 | 0 | 0 | 0 | 1.52 | 0.304 | 0 | 0 | 0 | 0 | 11 | 0 | 0 | 0 | 13.32 | 0 |  | 0
t-1 | dcopf | 2 | G2 | 2 | 0 | 0 | 0 | 1.52 | 0.304 | 0 | 0 | 0 | 0 | 11 | 0 | 0 | 0 | 13.32 | 0 |  | 0
t-1 | dcopf | 2 | G3 | 7 | 0 | 0 | 0 | 3.5 | 0.75 | 0 | 0 | 0 | 0 | 16 | 0 | 0 | 0 | 20.7 | 0 |  | 0
t-1 | dcopf | 2 | G4 | 13 | 0 | 0 | 0 | 5.91 | 2.0685 | 0 | 0 | 0 | 0 | 17 | 0 | 0 | 0 | 20.93 | 0 |  | 0
t-1 | dcopf | 2 | G5 | 15 | 1 | 0.54768 | 54.7679 | 0.6 | 0.12 | 0 | 0 | 0 | 0 | 23 | 0 | 0.54768 | 54.7679 | 26.11 | 1429.9899 |  | 0
t-1 | dcopf | 2 | G6 | 15 | 1 | 1.55 | 155 | 1.55 | 0.5425 | 0 | 0 | 0 | 0 | 7 | 0 | 1.55 | 155 | 10.52 | 1630.6 |  | 0
t-1 | dcopf | 2 | G7 | 16 | 1 | 1.55 | 155 | 1.55 | 0.5425 | 0 | 0 | 0 | 0 | 7 | 0 | 1.55 | 155 | 10.52 | 1630.6 |  | 0
t-1 | dcopf | 2 | G8 | 18 | 1 | 4 | 400 | 4 | 1 | 0 | 0 | 0 | 0 | 6.02 | 0 | 1 | 100 | 6.02 | 602 |  | 0
t-1 | dcopf | 2 | G9 | 21 | 1 | 4 | 400 | 4 | 1 | 0 | 0 | 0 | 0 | 5.47 | 0 | 0 | 0 | 5.47 | 0 |  | 1
t-1 | dcopf | 2 | G10 | 22 | 1 | 3 | 300 | 3 | 3 | 0 | 0 | 0 | 0 | 5.47 | 0 | 3 | 300 | 5.47 | 1641 |  | 0
t-1 | dcopf | 2 | G11 | 23 | 1 | 3.1 | 310 | 3.1 | 1.085 | 0 | 0 | 0 | 0 | 8 | 0 | 3.1 | 310 | 10.52 | 3261.2 |  | 0
t-1 | dcopf | 2 | G12 | 23 | 0 | 0 | 0 | 3.5 | 1.4 | 0 | 0 | 0 | 0 | 8 | 0 | 0 | 0 | 10.89 | 0 |  | 0
t-1 | dcopf | 2 | W@1.1 | 1 | 1 | 1.2174 | 121.744 | 3 | 0 | 1.7826 | 178.256 | 178.256 | 0 | 50 | 0 | 0 | 0 | 1 | 0 | 0.59419 | 1
t-1 | dcopf | 2 | W@1.2 | 1 | 1 | 1.2174 | 121.744 | 3 | 0 | 1.7826 | 178.256 | 178.256 | 0 | 50 | 0 | 0 | 0 | 1 | 0 | 0.59419 | 1
t-1 | dcopf | 2 | W@2 | 2 | 1 | 1.2 | 120 | 3 | 0 | 1.8 | 180 | 180 | 0 | 50 | 0 | 0 | 0 | 1 | 0 | 0.6 | 1
t-1 | dcopf | 2 | W@3 | 3 | 1 | 1.2174 | 121.744 | 3 | 0 | 1.7826 | 178.256 | 178.256 | 0 | 50 | 0 | 0 | 0 | 1 | 0 | 0.59419 | 1
t-1 | dcopf | 2 | W@5 | 5 | 1 | 1.2 | 120 | 3 | 0 | 1.8 | 180 | 180 | 0 | 50 | 0 | 0 | 0 | 1 | 0 | 0.6 | 1
t-1 | dcopf | 2 | W@7 | 7 | 1 | 1.2 | 120 | 3 | 0 | 1.8 | 180 | 180 | 0 | 50 | 0 | 0 | 0 | 1 | 0 | 0.6 | 1
t-1 | dcopf | 3 | G1 | 1 | 0 | 0 | 0 | 1.52 | 0.304 | 0 | 0 | 0 | 0 | 11 | 0 | 0 | 0 | 13.32 | 0 |  | 0
t-1 | dcopf | 3 | G2 | 2 | 0 | 0 | 0 | 1.52 | 0.304 | 0 | 0 | 0 | 0 | 11 | 0 | 0 | 0 | 13.32 | 0 |  | 0
t-1 | dcopf | 3 | G3 | 7 | 0 | 0 | 0 | 3.5 | 0.75 | 0 | 0 | 0 | 0 | 16 | 0 | 0 | 0 | 20.7 | 0 |  | 0
t-1 | dcopf | 3 | G4 | 13 | 0 | 0 | 0 | 5.91 | 2.0685 | 0 | 0 | 0 | 0 | 17 | 0 | 0 | 0 | 20.93 | 0 |  | 0
t-1 | dcopf | 3 | G5 | 15 | 1 | 0.54768 | 54.7679 | 0.6 | 0.12 | 0 | 0 | 0 | 0 | 23 | 0 | 0.54768 | 54.7679 | 26.11 | 1429.9899 |  | 0
t-1 | dcopf | 3 | G6 | 15 | 1 | 1.55 | 155 | 1.55 | 0.5425 | 0 | 0 | 0 | 0 | 7 | 0 | 1.55 | 155 | 10.52 | 1630.6 |  | 0
t-1 | dcopf | 3 | G7 | 16 | 1 | 1.55 | 155 | 1.55 | 0.5425 | 0 | 0 | 0 | 0 | 7 | 0 | 1.55 | 155 | 10.52 | 1630.6 |  | 0
t-1 | dcopf | 3 | G8 | 18 | 1 | 4 | 400 | 4 | 1 | 0 | 0 | 0 | 0 | 6.02 | 0 | 1 | 100 | 6.02 | 602 |  | 0
t-1 | dcopf | 3 | G9 | 21 | 1 | 4 | 400 | 4 | 1 | 0 | 0 | 0 | 0 | 5.47 | 0 | 0 | 0 | 5.47 | 0 |  | 1
t-1 | dcopf | 3 | G10 | 22 | 1 | 3 | 300 | 3 | 3 | 0 | 0 | 0 | 0 | 5.47 | 0 | 3 | 300 | 5.47 | 1641 |  | 0
t-1 | dcopf | 3 | G11 | 23 | 1 | 3.1 | 310 | 3.1 | 1.085 | 0 | 0 | 0 | 0 | 8 | 0 | 3.1 | 310 | 10.52 | 3261.2 |  | 0
t-1 | dcopf | 3 | G12 | 23 | 0 | 0 | 0 | 3.5 | 1.4 | 0 | 0 | 0 | 0 | 8 | 0 | 0 | 0 | 10.89 | 0 |  | 0
t-1 | dcopf | 3 | W@1.1 | 1 | 1 | 1.2174 | 121.744 | 3 | 0 | 1.7826 | 178.256 | 178.256 | 0 | 50 | 0 | 0 | 0 | 1 | 0 | 0.59419 | 1
t-1 | dcopf | 3 | W@1.2 | 1 | 1 | 1.2174 | 121.744 | 3 | 0 | 1.7826 | 178.256 | 178.256 | 0 | 50 | 0 | 0 | 0 | 1 | 0 | 0.59419 | 1
t-1 | dcopf | 3 | W@2 | 2 | 1 | 1.2 | 120 | 3 | 0 | 1.8 | 180 | 180 | 0 | 50 | 0 | 0 | 0 | 1 | 0 | 0.6 | 1
t-1 | dcopf | 3 | W@3 | 3 | 1 | 1.2174 | 121.744 | 3 | 0 | 1.7826 | 178.256 | 178.256 | 0 | 50 | 0 | 0 | 0 | 1 | 0 | 0.59419 | 1
t-1 | dcopf | 3 | W@5 | 5 | 1 | 1.2 | 120 | 3 | 0 | 1.8 | 180 | 180 | 0 | 50 | 0 | 0 | 0 | 1 | 0 | 0.6 | 1
t-1 | dcopf | 3 | W@7 | 7 | 1 | 1.2 | 120 | 3 | 0 | 1.8 | 180 | 180 | 0 | 50 | 0 | 0 | 0 | 1 | 0 | 0.6 | 1
t-1 | dcopf | 4 | G1 | 1 | 0 | 0 | 0 | 1.52 | 0.304 | 0 | 0 | 0 | 0 | 11 | 0 | 0 | 0 | 13.32 | 0 |  | 0
t-1 | dcopf | 4 | G2 | 2 | 0 | 0 | 0 | 1.52 | 0.304 | 0 | 0 | 0 | 0 | 11 | 0 | 0 | 0 | 13.32 | 0 |  | 0
t-1 | dcopf | 4 | G3 | 7 | 0 | 0 | 0 | 3.5 | 0.75 | 0 | 0 | 0 | 0 | 16 | 0 | 0 | 0 | 20.7 | 0 |  | 0
t-1 | dcopf | 4 | G4 | 13 | 0 | 0 | 0 | 5.91 | 2.0685 | 0 | 0 | 0 | 0 | 17 | 0 | 0 | 0 | 20.93 | 0 |  | 0
t-1 | dcopf | 4 | G5 | 15 | 1 | 0.54768 | 54.7679 | 0.6 | 0.12 | 0 | 0 | 0 | 0 | 23 | 0 | 0.54768 | 54.7679 | 26.11 | 1429.9899 |  | 0
t-1 | dcopf | 4 | G6 | 15 | 1 | 1.55 | 155 | 1.55 | 0.5425 | 0 | 0 | 0 | 0 | 7 | 0 | 1.55 | 155 | 10.52 | 1630.6 |  | 0
t-1 | dcopf | 4 | G7 | 16 | 1 | 1.55 | 155 | 1.55 | 0.5425 | 0 | 0 | 0 | 0 | 7 | 0 | 1.55 | 155 | 10.52 | 1630.6 |  | 0
t-1 | dcopf | 4 | G8 | 18 | 1 | 4 | 400 | 4 | 1 | 0 | 0 | 0 | 0 | 6.02 | 0 | 1 | 100 | 6.02 | 602 |  | 0
t-1 | dcopf | 4 | G9 | 21 | 1 | 4 | 400 | 4 | 1 | 0 | 0 | 0 | 0 | 5.47 | 0 | 0 | 0 | 5.47 | 0 |  | 1
t-1 | dcopf | 4 | G10 | 22 | 1 | 3 | 300 | 3 | 3 | 0 | 0 | 0 | 0 | 5.47 | 0 | 3 | 300 | 5.47 | 1641 |  | 0
t-1 | dcopf | 4 | G11 | 23 | 1 | 3.1 | 310 | 3.1 | 1.085 | 0 | 0 | 0 | 0 | 8 | 0 | 3.1 | 310 | 10.52 | 3261.2 |  | 0
t-1 | dcopf | 4 | G12 | 23 | 0 | 0 | 0 | 3.5 | 1.4 | 0 | 0 | 0 | 0 | 8 | 0 | 0 | 0 | 10.89 | 0 |  | 0
t-1 | dcopf | 4 | W@1.1 | 1 | 1 | 1.2174 | 121.744 | 3 | 0 | 1.7826 | 178.256 | 178.256 | 0 | 50 | 0 | 0 | 0 | 1 | 0 | 0.59419 | 1
t-1 | dcopf | 4 | W@1.2 | 1 | 1 | 1.2174 | 121.744 | 3 | 0 | 1.7826 | 178.256 | 178.256 | 0 | 50 | 0 | 0 | 0 | 1 | 0 | 0.59419 | 1
t-1 | dcopf | 4 | W@2 | 2 | 1 | 1.2 | 120 | 3 | 0 | 1.8 | 180 | 180 | 0 | 50 | 0 | 0 | 0 | 1 | 0 | 0.6 | 1
t-1 | dcopf | 4 | W@3 | 3 | 1 | 1.2174 | 121.744 | 3 | 0 | 1.7826 | 178.256 | 178.256 | 0 | 50 | 0 | 0 | 0 | 1 | 0 | 0.59419 | 1
t-1 | dcopf | 4 | W@5 | 5 | 1 | 1.2 | 120 | 3 | 0 | 1.8 | 180 | 180 | 0 | 50 | 0 | 0 | 0 | 1 | 0 | 0.6 | 1
t-1 | dcopf | 4 | W@7 | 7 | 1 | 1.2 | 120 | 3 | 0 | 1.8 | 180 | 180 | 0 | 50 | 0 | 0 | 0 | 1 | 0 | 0.6 | 1

## DEMANDS
iteration | step | solution | asset | Demand Met [pu] | Demand Met [MW] | Demand Proportion Met [-] | Demand [pu] | Demand [MW]
t-1 | market | 0 | D1 | 0.475 | 47.5 | 1 | 0.475 | 47.5
t-1 | market | 0 | D2 | 0.425 | 42.5 | 1 | 0.425 | 42.5
t-1 | market | 0 | D3 | 0.8 | 80 | 1 | 0.8 | 80
t-1 | market | 0 | D4 | 0.325 | 32.5 | 1 | 0.325 | 32.5
t-1 | market | 0 | D5 | 0.325 | 32.5 | 1 | 0.325 | 32.5
t-1 | market | 0 | D6 | 0.6 | 60 | 1 | 0.6 | 60
t-1 | market | 0 | D7 | 0.55 | 55 | 1 | 0.55 | 55
t-1 | market | 0 | D8 | 0.75 | 75 | 1 | 0.75 | 75
t-1 | market | 0 | D9 | 0.775 | 77.5 | 1 | 0.775 | 77.5
t-1 | market | 0 | D10 | 0.85 | 85 | 1 | 0.85 | 85
t-1 | market | 0 | D11 | 3.35 | 335 | 1 | 3.35 | 335
t-1 | market | 0 | D12 | 2.45 | 245 | 1 | 2.45 | 245
t-1 | market | 0 | D13 | 4 | 400 | 1 | 4 | 400
t-1 | market | 0 | D14 | 1.25 | 125 | 1 | 1.25 | 125
t-1 | market | 0 | D15 | 4.2 | 420 | 1 | 4.2 | 420
t-1 | market | 0 | D16 | 2.25 | 225 | 1 | 2.25 | 225
t-1 | market | 0 | D17 | 1.625 | 162.5 | 1 | 1.625 | 162.5
t-1 | market | 1 | D1 | 0.475 | 47.5 | 1 | 0.475 | 47.5
t-1 | market | 1 | D2 | 0.425 | 42.5 | 1 | 0.425 | 42.5
t-1 | market | 1 | D3 | 0.8 | 80 | 1 | 0.8 | 80
t-1 | market | 1 | D4 | 0.325 | 32.5 | 1 | 0.325 | 32.5
t-1 | market | 1 | D5 | 0.325 | 32.5 | 1 | 0.325 | 32.5
t-1 | market | 1 | D6 | 0.6 | 60 | 1 | 0.6 | 60
t-1 | market | 1 | D7 | 0.55 | 55 | 1 | 0.55 | 55
t-1 | market | 1 | D8 | 0.75 | 75 | 1 | 0.75 | 75
t-1 | market | 1 | D9 | 0.775 | 77.5 | 1 | 0.775 | 77.5
t-1 | market | 1 | D10 | 0.85 | 85 | 1 | 0.85 | 85
t-1 | market | 1 | D11 | 3.35 | 335 | 1 | 3.35 | 335
t-1 | market | 1 | D12 | 2.45 | 245 | 1 | 2.45 | 245
t-1 | market | 1 | D13 | 4 | 400 | 1 | 4 | 400
t-1 | market | 1 | D14 | 1.25 | 125 | 1 | 1.25 | 125
t-1 | market | 1 | D15 | 4.2 | 420 | 1 | 4.2 | 420
t-1 | market | 1 | D16 | 2.25 | 225 | 1 | 2.25 | 225
t-1 | market | 1 | D17 | 1.625 | 162.5 | 1 | 1.625 | 162.5
t-1 | market | 2 | D1 | 0.475 | 47.5 | 1 | 0.475 | 47.5
t-1 | market | 2 | D2 | 0.425 | 42.5 | 1 | 0.425 | 42.5
t-1 | market | 2 | D3 | 0.8 | 80 | 1 | 0.8 | 80
t-1 | market | 2 | D4 | 0.325 | 32.5 | 1 | 0.325 | 32.5
t-1 | market | 2 | D5 | 0.325 | 32.5 | 1 | 0.325 | 32.5
t-1 | market | 2 | D6 | 0.6 | 60 | 1 | 0.6 | 60
t-1 | market | 2 | D7 | 0.55 | 55 | 1 | 0.55 | 55
t-1 | market | 2 | D8 | 0.75 | 75 | 1 | 0.75 | 75
t-1 | market | 2 | D9 | 0.775 | 77.5 | 1 | 0.775 | 77.5
t-1 | market | 2 | D10 | 0.85 | 85 | 1 | 0.85 | 85
t-1 | market | 2 | D11 | 3.35 | 335 | 1 | 3.35 | 335
t-1 | market | 2 | D12 | 2.45 | 245 | 1 | 2.45 | 245
t-1 | market | 2 | D13 | 4 | 400 | 1 | 4 | 400
t-1 | market | 2 | D14 | 1.25 | 125 | 1 | 1.25 | 125
t-1 | market | 2 | D15 | 4.2 | 420 | 1 | 4.2 | 420
t-1 | market | 2 | D16 | 2.25 | 225 | 1 | 2.25 | 225
t-1 | market | 2 | D17 | 1.625 | 162.5 | 1 | 1.625 | 162.5
t-1 | market | 3 | D1 | 0.475 | 47.5 | 1 | 0.475 | 47.5
t-1 | market | 3 | D2 | 0.425 | 42.5 | 1 | 0.425 | 42.5
t-1 | market | 3 | D3 | 0.8 | 80 | 1 | 0.8 | 80
t-1 | market | 3 | D4 | 0.325 | 32.5 | 1 | 0.325 | 32.5
t-1 | market | 3 | D5 | 0.325 | 32.5 | 1 | 0.325 | 32.5
t-1 | market | 3 | D6 | 0.6 | 60 | 1 | 0.6 | 60
t-1 | market | 3 | D7 | 0.55 | 55 | 1 | 0.55 | 55
t-1 | market | 3 | D8 | 0.75 | 75 | 1 | 0.75 | 75
t-1 | market | 3 | D9 | 0.775 | 77.5 | 1 | 0.775 | 77.5
t-1 | market | 3 | D10 | 0.85 | 85 | 1 | 0.85 | 85
t-1 | market | 3 | D11 | 3.35 | 335 | 1 | 3.35 | 335
t-1 | market | 3 | D12 | 2.45 | 245 | 1 | 2.45 | 245
t-1 | market | 3 | D13 | 4 | 400 | 1 | 4 | 400
t-1 | market | 3 | D14 | 1.25 | 125 | 1 | 1.25 | 125
t-1 | market | 3 | D15 | 4.2 | 420 | 1 | 4.2 | 420
t-1 | market | 3 | D16 | 2.25 | 225 | 1 | 2.25 | 225
t-1 | market | 3 | D17 | 1.625 | 162.5 | 1 | 1.625 | 162.5
t-1 | market | 4 | D1 | 0.475 | 47.5 | 1 | 0.475 | 47.5
t-1 | market | 4 | D2 | 0.425 | 42.5 | 1 | 0.425 | 42.5
t-1 | market | 4 | D3 | 0.8 | 80 | 1 | 0.8 | 80
t-1 | market | 4 | D4 | 0.325 | 32.5 | 1 | 0.325 | 32.5
t-1 | market | 4 | D5 | 0.325 | 32.5 | 1 | 0.325 | 32.5
t-1 | market | 4 | D6 | 0.6 | 60 | 1 | 0.6 | 60
t-1 | market | 4 | D7 | 0.55 | 55 | 1 | 0.55 | 55
t-1 | market | 4 | D8 | 0.75 | 75 | 1 | 0.75 | 75
t-1 | market | 4 | D9 | 0.775 | 77.5 | 1 | 0.775 | 77.5
t-1 | market | 4 | D10 | 0.85 | 85 | 1 | 0.85 | 85
t-1 | market | 4 | D11 | 3.35 | 335 | 1 | 3.35 | 335
t-1 | market | 4 | D12 | 2.45 | 245 | 1 | 2.45 | 245
t-1 | market | 4 | D13 | 4 | 400 | 1 | 4 | 400
t-1 | market | 4 | D14 | 1.25 | 125 | 1 | 1.25 | 125
t-1 | market | 4 | D15 | 4.2 | 420 | 1 | 4.2 | 420
t-1 | market | 4 | D16 | 2.25 | 225 | 1 | 2.25 | 225
t-1 | market | 4 | D17 | 1.625 | 162.5 | 1 | 1.625 | 162.5
t-1 | dcopf | 0 | D1 | 0.475 | 47.5 | 1 | 0.475 | 47.5
t-1 | dcopf | 0 | D2 | 0.425 | 42.5 | 1 | 0.425 | 42.5
t-1 | dcopf | 0 | D3 | 0.8 | 80 | 1 | 0.8 | 80
t-1 | dcopf | 0 | D4 | 0.325 | 32.5 | 1 | 0.325 | 32.5
t-1 | dcopf | 0 | D5 | 0.325 | 32.5 | 1 | 0.325 | 32.5
t-1 | dcopf | 0 | D6 | 0.6 | 60 | 1 | 0.6 | 60
t-1 | dcopf | 0 | D7 | 0.55 | 55 | 1 | 0.55 | 55
t-1 | dcopf | 0 | D8 | 0.75 | 75 | 1 | 0.75 | 75
t-1 | dcopf | 0 | D9 | 0.775 | 77.5 | 1 | 0.775 | 77.5
t-1 | dcopf | 0 | D10 | 0.85 | 85 | 1 | 0.85 | 85
t-1 | dcopf | 0 | D11 | 3.35 | 335 | 1 | 3.35 | 335
t-1 | dcopf | 0 | D12 | 2.45 | 245 | 1 | 2.45 | 245
t-1 | dcopf | 0 | D13 | 4 | 400 | 1 | 4 | 400
t-1 | dcopf | 0 | D14 | 1.25 | 125 | 1 | 1.25 | 125
t-1 | dcopf | 0 | D15 | 4.2 | 420 | 1 | 4.2 | 420
t-1 | dcopf | 0 | D16 | 2.25 | 225 | 1 | 2.25 | 225
t-1 | dcopf | 0 | D17 | 1.625 | 162.5 | 1 | 1.625 | 162.5
t-1 | dcopf | 1 | D1 | 0.475 | 47.5 | 1 | 0.475 | 47.5
t-1 | dcopf | 1 | D2 | 0.425 | 42.5 | 1 | 0.425 | 42.5
t-1 | dcopf | 1 | D3 | 0.8 | 80 | 1 | 0.8 | 80
t-1 | dcopf | 1 | D4 | 0.325 | 32.5 | 1 | 0.325 | 32.5
t-1 | dcopf | 1 | D5 | 0.325 | 32.5 | 1 | 0.325 | 32.5
t-1 | dcopf | 1 | D6 | 0.6 | 60 | 1 | 0.6 | 60
t-1 | dcopf | 1 | D7 | 0.55 | 55 | 1 | 0.55 | 55
t-1 | dcopf | 1 | D8 | 0.75 | 75 | 1 | 0.75 | 75
t-1 | dcopf | 1 | D9 | 0.775 | 77.5 | 1 | 0.775 | 77.5
t-1 | dcopf | 1 | D10 | 0.85 | 85 | 1 | 0.85 | 85
t-1 | dcopf | 1 | D11 | 3.35 | 335 | 1 | 3.35 | 335
t-1 | dcopf | 1 | D12 | 2.45 | 245 | 1 | 2.45 | 245
t-1 | dcopf | 1 | D13 | 4 | 400 | 1 | 4 | 400
t-1 | dcopf | 1 | D14 | 1.25 | 125 | 1 | 1.25 | 125
t-1 | dcopf | 1 | D15 | 4.2 | 420 | 1 | 4.2 | 420
t-1 | dcopf | 1 | D16 | 2.25 | 225 | 1 | 2.25 | 225
t-1 | dcopf | 1 | D17 | 1.625 | 162.5 | 1 | 1.625 | 162.5
t-1 | dcopf | 2 | D1 | 0.475 | 47.5 | 1 | 0.475 | 47.5
t-1 | dcopf | 2 | D2 | 0.425 | 42.5 | 1 | 0.425 | 42.5
t-1 | dcopf | 2 | D3 | 0.8 | 80 | 1 | 0.8 | 80
t-1 | dcopf | 2 | D4 | 0.325 | 32.5 | 1 | 0.325 | 32.5
t-1 | dcopf | 2 | D5 | 0.325 | 32.5 | 1 | 0.325 | 32.5
t-1 | dcopf | 2 | D6 | 0.6 | 60 | 1 | 0.6 | 60
t-1 | dcopf | 2 | D7 | 0.55 | 55 | 1 | 0.55 | 55
t-1 | dcopf | 2 | D8 | 0.75 | 75 | 1 | 0.75 | 75
t-1 | dcopf | 2 | D9 | 0.775 | 77.5 | 1 | 0.775 | 77.5
t-1 | dcopf | 2 | D10 | 0.85 | 85 | 1 | 0.85 | 85
t-1 | dcopf | 2 | D11 | 3.35 | 335 | 1 | 3.35 | 335
t-1 | dcopf | 2 | D12 | 2.45 | 245 | 1 | 2.45 | 245
t-1 | dcopf | 2 | D13 | 4 | 400 | 1 | 4 | 400
t-1 | dcopf | 2 | D14 | 1.25 | 125 | 1 | 1.25 | 125
t-1 | dcopf | 2 | D15 | 4.2 | 420 | 1 | 4.2 | 420
t-1 | dcopf | 2 | D16 | 2.25 | 225 | 1 | 2.25 | 225
t-1 | dcopf | 2 | D17 | 1.625 | 162.5 | 1 | 1.625 | 162.5
t-1 | dcopf | 3 | D1 | 0.475 | 47.5 | 1 | 0.475 | 47.5
t-1 | dcopf | 3 | D2 | 0.425 | 42.5 | 1 | 0.425 | 42.5
t-1 | dcopf | 3 | D3 | 0.8 | 80 | 1 | 0.8 | 80
t-1 | dcopf | 3 | D4 | 0.325 | 32.5 | 1 | 0.325 | 32.5
t-1 | dcopf | 3 | D5 | 0.325 | 32.5 | 1 | 0.325 | 32.5
t-1 | dcopf | 3 | D6 | 0.6 | 60 | 1 | 0.6 | 60
t-1 | dcopf | 3 | D7 | 0.55 | 55 | 1 | 0.55 | 55
t-1 | dcopf | 3 | D8 | 0.75 | 75 | 1 | 0.75 | 75
t-1 | dcopf | 3 | D9 | 0.775 | 77.5 | 1 | 0.775 | 77.5
t-1 | dcopf | 3 | D10 | 0.85 | 85 | 1 | 0.85 | 85
t-1 | dcopf | 3 | D11 | 3.35 | 335 | 1 | 3.35 | 335
t-1 | dcopf | 3 | D12 | 2.45 | 245 | 1 | 2.45 | 245
t-1 | dcopf | 3 | D13 | 4 | 400 | 1 | 4 | 400
t-1 | dcopf | 3 | D14 | 1.25 | 125 | 1 | 1.25 | 125
t-1 | dcopf | 3 | D15 | 4.2 | 420 | 1 | 4.2 | 420
t-1 | dcopf | 3 | D16 | 2.25 | 225 | 1 | 2.25 | 225
t-1 | dcopf | 3 | D17 | 1.625 | 162.5 | 1 | 1.625 | 162.5
t-1 | dcopf | 4 | D1 | 0.475 | 47.5 | 1 | 0.475 | 47.5
t-1 | dcopf | 4 | D2 | 0.425 | 42.5 | 1 | 0.425 | 42.5
t-1 | dcopf | 4 | D3 | 0.8 | 80 | 1 | 0.8 | 80
t-1 | dcopf | 4 | D4 | 0.325 | 32.5 | 1 | 0.325 | 32.5
t-1 | dcopf | 4 | D5 | 0.325 | 32.5 | 1 | 0.325 | 32.5
t-1 | dcopf | 4 | D6 | 0.6 | 60 | 1 | 0.6 | 60
t-1 | dcopf | 4 | D7 | 0.55 | 55 | 1 | 0.55 | 55
t-1 | dcopf | 4 | D8 | 0.75 | 75 | 1 | 0.75 | 75
t-1 | dcopf | 4 | D9 | 0.775 | 77.5 | 1 | 0.775 | 77.5
t-1 | dcopf | 4 | D10 | 0.85 | 85 | 1 | 0.85 | 85
t-1 | dcopf | 4 | D11 | 3.35 | 335 | 1 | 3.35 | 335
t-1 | dcopf | 4 | D12 | 2.45 | 245 | 1 | 2.45 | 245
t-1 | dcopf | 4 | D13 | 4 | 400 | 1 | 4 | 400
t-1 | dcopf | 4 | D14 | 1.25 | 125 | 1 | 1.25 | 125
t-1 | dcopf | 4 | D15 | 4.2 | 420 | 1 | 4.2 | 420
t-1 | dcopf | 4 | D16 | 2.25 | 225 | 1 | 2.25 | 225
t-1 | dcopf | 4 | D17 | 1.625 | 162.5 | 1 | 1.625 | 162.5

## PRORATA_GROUPS
iteration | step | solution | asset | Generation Prorata Group Curtailment [-] | Demand Prorata Group Curtailment [-]
t-1 | dcopf | 0 | North
t-1 | dcopf | 0 | South | 0.59419
t-1 | dcopf | 0 | 13 | 0.59419
t-1 | dcopf | 0 | 257 | 0.6
t-1 | dcopf | 0 | 2357 | 0
t-1 | dcopf | 1 | North
t-1 | dcopf | 1 | South | 0.59419
t-1 | dcopf | 1 | 13 | 0.59419
t-1 | dcopf | 1 | 257 | 0.6
t-1 | dcopf | 1 | 2357 | 0
t-1 | dcopf | 2 | North
t-1 | dcopf | 2 | South | 0.59419
t-1 | dcopf | 2 | 13 | 0.59419
t-1 | dcopf | 2 | 257 | 0.6
t-1 | dcopf | 2 | 2357 | 0
t-1 | dcopf | 3 | North
t-1 | dcopf | 3 | South | 0.59419
t-1 | dcopf | 3 | 13 | 0.59419
t-1 | dcopf | 3 | 257 | 0.6
t-1 | dcopf | 3 | 2357 | 0.59419
t-1 | dcopf | 4 | North
t-1 | dcopf | 4 | South | 0.59419
t-1 | dcopf | 4 | 13 | 0.59419
t-1 | dcopf | 4 | 257 | 0.6
t-1 | dcopf | 4 | 2357 | 0.59419

## BRANCHES
iteration | step | solution | asset | Active Power Flow [pu] | Active Power Flow [MW] | Capacity Used [-] | Rating [pu] | Rating [MW] | Voltage Angle Δ [rad] | Voltage Angle Δ [°]
t-1 | dcopf | 0 | L1-12 | 0.96094 | 96.0939 | 0.38438 | 2.5 | 250 | 0.01403 | 0.80384
t-1 | dcopf | 0 | L2-13 | 0.37329 | 37.3294 | 0.14932 | 2.5 | 250 | 0.084103 | 4.8188
t-1 | dcopf | 0 | L3-15 | 0.62565 | 62.5647 | 0.25026 | 2.5 | 250 | 0.056746 | 3.2513
t-1 | dcopf | 0 | L4-24 | 0.91017 | 91.0169 | 0.36407 | 2.5 | 250 | 0.12342 | 7.0714
t-1 | dcopf | 0 | L5-26 | 0.82577 | 82.577 | 0.33031 | 2.5 | 250 | 0.16928 | 9.6992
t-1 | dcopf | 0 | L6-39 | 0.93076 | 93.0756 | 0.3723 | 2.5 | 250 | 0.1183 | 6.778
t-1 | dcopf | 0 | L7-49 | 0.58517 | 58.5169 | 0.23407 | 2.5 | 250 | 0.064954 | 3.7216
t-1 | dcopf | 0 | L8-510 | 1.5006 | 150.0647 | 0.60026 | 2.5 | 250 | 0.14106 | 8.0822
t-1 | dcopf | 0 | L9-610 | 0.22577 | 22.577 | 0.090308 | 2.5 | 250 | 0.014494 | 0.83047
t-1 | dcopf | 0 | L10-78 | 0.65 | 65 | 0.65 | 1 | 100 | 0.04238 | 2.4282
t-1 | dcopf | 0 | L11-89 | -0.03696 | -3.696 | 0.014784 | 2.5 | 250 | -0.0065123 | -0.37313
t-1 | dcopf | 0 | L12-810 | -0.06304 | -6.304 | 0.025216 | 2.5 | 250 | -0.011108 | -0.63642
t-1 | dcopf | 0 | L13-1113 | 0.85397 | 85.3969 | 0.17079 | 5 | 500 | 0.041674 | 2.3877
t-1 | dcopf | 0 | L14-1114 | 0.091324 | 9.1324 | 0.018265 | 5 | 500 | 0.0038904 | 0.2229
t-1 | dcopf | 0 | L15-1213 | 1.1752 | 117.5205 | 0.23504 | 5 | 500 | 0.05735 | 3.2859
t-1 | dcopf | 0 | L16-1223 | -0.60316 | -60.3157 | 0.12063 | 5 | 500 | -0.059411 | -3.404
t-1 | dcopf | 0 | L17-1323 | -1.3208 | -132.0825 | 0.26417 | 5 | 500 | -0.11676 | -6.6899
t-1 | dcopf | 0 | L18-1416 | -2.3587 | -235.8676 | 0.47174 | 5 | 500 | -0.14011 | -8.0274
t-1 | dcopf | 0 | L19-1516 | 2.2475 | 224.7547 | 0.44951 | 5 | 500 | 0.038658 | 2.2149
t-1 | dcopf | 0 | L20-1521 | -2.1449 | -214.4945 | 0.42899 | 5 | 500 | -0.053409 | -3.0601
t-1 | dcopf | 0 | L21-1521 | -2.1449 | -214.4945 | 0.42899 | 5 | 500 | -0.053409 | -3.0601
t-1 | dcopf | 0 | L22-1524 | 0.14002 | 14.0021 | 0.028004 | 5 | 500 | 0.0074071 | 0.4244
t-1 | dcopf | 0 | L23-1617 | -2.5101 | -251.0111 | 0.50202 | 5 | 500 | -0.066016 | -3.7824
t-1 | dcopf | 0 | L24-1619 | 2.699 | 269.8982 | 0.5398 | 5 | 500 | 0.063156 | 3.6186
t-1 | dcopf | 0 | L25-1718 | -1.1833 | -118.3302 | 0.23666 | 5 | 500 | -0.016921 | -0.96951
t-1 | dcopf | 0 | L26-1722 | -1.3268 | -132.6809 | 0.26536 | 5 | 500 | -0.14184 | -8.1266
t-1 | dcopf | 0 | L27-1821 | -0.69165 | -69.1651 | 0.13833 | 5 | 500 | -0.0091298 | -0.5231
t-1 | dcopf | 0 | L28-1821 | -0.69165 | -69.1651 | 0.13833 | 5 | 500 | -0.0091298 | -0.5231
t-1 | dcopf | 0 | L29-1920 | 0.22449 | 22.4491 | 0.044898 | 5 | 500 | 0.0045572 | 0.26111
t-1 | dcopf | 0 | L30-1920 | 0.22449 | 22.4491 | 0.044898 | 5 | 500 | 0.0045572 | 0.26111
t-1 | dcopf | 0 | L31-2023 | -0.58801 | -58.8009 | 0.1176 | 5 | 500 | -0.0065857 | -0.37733
t-1 | dcopf | 0 | L32-2023 | -0.58801 | -58.8009 | 0.1176 | 5 | 500 | -0.0065857 | -0.37733
t-1 | dcopf | 0 | L33-2122 | -1.6732 | -167.3191 | 0.33464 | 5 | 500 | -0.11578 | -6.634
t-1 | dcopf | 1 | L1-12 | 0.96094 | 96.0939 | 0.38438 | 2.5 | 250 | 0.01403 | 0.80384
t-1 | dcopf | 1 | L2-13 | 0.37329 | 37.3294 | 0.14932 | 2.5 | 250 | 0.084103 | 4.8188
t-1 | dcopf | 1 | L3-15 | 0.62565 | 62.5647 | 0.25026 | 2.5 | 250 | 0.056746 | 3.2513
t-1 | dcopf | 1 | L4-24 | 0.91017 | 91.0169 | 0.36407 | 2.5 | 250 | 0.12342 | 7.0714
t-1 | dcopf | 1 | L5-26 | 0.82577 | 82.577 | 0.33031 | 2.5 | 250 | 0.16928 | 9.6992
t-1 | dcopf | 1 | L6-39 | 0.93076 | 93.0756 | 0.3723 | 2.5 | 250 | 0.1183 | 6.778
t-1 | dcopf | 1 | L7-49 | 0.58517 | 58.5169 | 0.23407 | 2.5 | 250 | 0.064954 | 3.7216
t-1 | dcopf | 1 | L8-510 | 1.5006 | 150.0647 | 0.60026 | 2.5 | 250 | 0.14106 | 8.0822
t-1 | dcopf | 1 | L9-610 | 0.22577 | 22.577 | 0.090308 | 2.5 | 250 | 0.014494 | 0.83047
t-1 | dcopf | 1 | L10-78 | 0.65 | 65 | 0.65 | 1 | 100 | 0.04238 | 2.4282
t-1 | dcopf | 1 | L11-89 | -0.03696 | -3.696 | 0.014784 | 2.5 | 250 | -0.0065123 | -0.37313
t-1 | dcopf | 1 | L12-810 | -0.06304 | -6.304 | 0.025216 | 2.5 | 250 | -0.011108 | -0.63642
t-1 | dcopf | 1 | L13-1113 | 0.85397 | 85.3969 | 0.17079 | 5 | 500 | 0.041674 | 2.3877
t-1 | dcopf | 1 | L14-1114 | 0.091324 | 9.1324 | 0.018265 | 5 | 500 | 0.0038904 | 0.2229
t-1 | dcopf | 1 | L15-1213 | 1.1752 | 117.5205 | 0.23504 | 5 | 500 | 0.05735 | 3.2859
t-1 | dcopf | 1 | L16-1223 | -0.60316 | -60.3157 | 0.12063 | 5 | 500 | -0.059411 | -3.404
t-1 | dcopf | 1 | L17-1323 | -1.3208 | -132.0825 | 0.26417 | 5 | 500 | -0.11676 | -6.6899
t-1 | dcopf | 1 | L18-1416 | -2.3587 | -235.8676 | 0.47174 | 5 | 500 | -0.14011 | -8.0274
t-1 | dcopf | 1 | L19-1516 | 2.2475 | 224.7547 | 0.44951 | 5 | 500 | 0.038658 | 2.2149
t-1 | dcopf | 1 | L20-1521 | -2.1449 | -214.4945 | 0.42899 | 5 | 500 | -0.053409 | -3.0601
t-1 | dcopf | 1 | L21-1521 | -2.1449 | -214.4945 | 0.42899 | 5 | 500 | -0.053409 | -3.0601
t-1 | dcopf | 1 | L22-1524 | 0.14002 | 14.0021 | 0.028004 | 5 | 500 | 0.0074071 | 0.4244
t-1 | dcopf | 1 | L23-1617 | -2.5101 | -251.0111 | 0.50202 | 5 | 500 | -0.066016 | -3.7824
t-1 | dcopf | 1 | L24-1619 | 2.699 | 269.8982 | 0.5398 | 5 | 500 | 0.063156 | 3.6186
t-1 | dcopf | 1 | L25-1718 | -1.1833 | -118.3302 | 0.23666 | 5 | 500 | -0.016921 | -0.96951
t-1 | dcopf | 1 | L26-1722 | -1.3268 | -132.6809 | 0.26536 | 5 | 500 | -0.14184 | -8.1266
t-1 | dcopf | 1 | L27-1821 | -0.69165 | -69.1651 | 0.13833 | 5 | 500 | -0.0091298 | -0.5231
t-1 | dcopf | 1 | L28-1821 | -0.69165 | -69.1651 | 0.13833 | 5 | 500 | -0.0091298 | -0.5231
t-1 | dcopf | 1 | L29-1920 | 0.22449 | 22.4491 | 0.044898 | 5 | 500 | 0.0045572 | 0.26111
t-1 | dcopf | 1 | L30-1920 | 0.22449 | 22.4491 | 0.044898 | 5 | 500 | 0.0045572 | 0.26111
t-1 | dcopf | 1 | L31-2023 | -0.58801 | -58.8009 | 0.1176 | 5 | 500 | -0.0065857 | -0.37733
t-1 | dcopf | 1 | L32-2023 | -0.58801 | -58.8009 | 0.1176 | 5 | 500 | -0.0065857 | -0.37733
t-1 | dcopf | 1 | L33-2122 | -1.6732 | -167.3191 | 0.33464 | 5 | 500 | -0.11578 | -6.634
t-1 | dcopf | 2 | L1-12 | 0.96094 | 96.0939 | 0.38438 | 2.5 | 250 | 0.01403 | 0.80384
t-1 | dcopf | 2 | L2-13 | 0.37329 | 37.3294 | 0.14932 | 2.5 | 250 | 0.084103 | 4.8188
t-1 | dcopf | 2 | L3-15 | 0.62565 | 62.5647 | 0.25026 | 2.5 | 250 | 0.056746 | 3.2513
t-1 | dcopf | 2 | L4-24 | 0.91017 | 91.0169 | 0.36407 | 2.5 | 250 | 0.12342 | 7.0714
t-1 | dcopf | 2 | L5-26 | 0.82577 | 82.577 | 0.33031 | 2.5 | 250 | 0.16928 | 9.6992
t-1 | dcopf | 2 | L6-39 | 0.93076 | 93.0756 | 0.3723 | 2.5 | 250 | 0.1183 | 6.778
t-1 | dcopf | 2 | L7-49 | 0.58517 | 58.5169 | 0.23407 | 2.5 | 250 | 0.064954 | 3.7216
t-1 | dcopf | 2 | L8-510 | 1.5006 | 150.0647 | 0.60026 | 2.5 | 250 | 0.14106 | 8.0822
t-1 | dcopf | 2 | L9-610 | 0.22577 | 22.577 | 0.090308 | 2.5 | 250 | 0.014494 | 0.83047
t-1 | dcopf | 2 | L10-78 | 0.65 | 65 | 0.65 | 1 | 100 | 0.04238 | 2.4282
t-1 | dcopf | 2 | L11-89 | -0.03696 | -3.696 | 0.014784 | 2.5 | 250 | -0.0065123 | -0.37313
t-1 | dcopf | 2 | L12-810 | -0.06304 | -6.304 | 0.025216 | 2.5 | 250 | -0.011108 | -0.63642
t-1 | dcopf | 2 | L13-1113 | 0.85397 | 85.3969 | 0.17079 | 5 | 500 | 0.041674 | 2.3877
t-1 | dcopf | 2 | L14-1114 | 0.091324 | 9.1324 | 0.018265 | 5 | 500 | 0.0038904 | 0.2229
t-1 | dcopf | 2 | L15-1213 | 1.1752 | 117.5205 | 0.23504 | 5 | 500 | 0.05735 | 3.2859
t-1 | dcopf | 2 | L16-1223 | -0.60316 | -60.3157 | 0.12063 | 5 | 500 | -0.059411 | -3.404
t-1 | dcopf | 2 | L17-1323 | -1.3208 | -132.0825 | 0.26417 | 5 | 500 | -0.11676 | -6.6899
t-1 | dcopf | 2 | L18-1416 | -2.3587 | -235.8676 | 0.47174 | 5 | 500 | -0.14011 | -8.0274
t-1 | dcopf | 2 | L19-1516 | 2.2475 | 224.7547 | 0.44951 | 5 | 500 | 0.038658 | 2.2149
t-1 | dcopf | 2 | L20-1521 | -2.1449 | -214.4945 | 0.42899 | 5 | 500 | -0.053409 | -3.0601
t-1 | dcopf | 2 | L21-1521 | -2.1449 | -214.4945 | 0.42899 | 5 | 500 | -0.053409 | -3.0601
t-1 | dcopf | 2 | L22-1524 | 0.14002 | 14.0021 | 0.028004 | 5 | 500 | 0.0074071 | 0.4244
t-1 | dcopf | 2 | L23-1617 | -2.5101 | -251.0111 | 0.50202 | 5 | 500 | -0.066016 | -3.7824
t-1 | dcopf | 2 | L24-1619 | 2.699 | 269.8982 | 0.5398 | 5 | 500 | 0.063156 | 3.6186
t-1 | dcopf | 2 | L25-1718 | -1.1833 | -118.3302 | 0.23666 | 5 | 500 | -0.016921 | -0.96951
t-1 | dcopf | 2 | L26-1722 | -1.3268 | -132.6809 | 0.26536 | 5 | 500 | -0.14184 | -8.1266
t-1 | dcopf | 2 | L27-1821 | -0.69165 | -69.1651 | 0.13833 | 5 | 500 | -0.0091298 | -0.5231
t-1 | dcopf | 2 | L28-1821 | -0.69165 | -69.1651 | 0.13833 | 5 | 500 | -0.0091298 | -0.5231
t-1 | dcopf | 2 | L29-1920 | 0.22449 | 22.4491 | 0.044898 | 5 | 500 | 0.0045572 | 0.26111
t-1 | dcopf | 2 | L30-1920 | 0.22449 | 22.4491 | 0.044898 | 5 | 500 | 0.0045572 | 0.26111
t-1 | dcopf | 2 | L31-2023 | -0.58801 | -58.8009 | 0.1176 | 5 | 500 | -0.0065857 | -0.37733
t-1 | dcopf | 2 | L32-2023 | -0.58801 | -58.8009 | 0.1176 | 5 | 500 | -0.0065857 | -0.37733
t-1 | dcopf | 2 | L33-2122 | -1.6732 | -167.3191 | 0.33464 | 5 | 500 | -0.11578 | -6.634
t-1 | dcopf | 3 | L1-12 | 0.96094 | 96.0939 | 0.38438 | 2.5 | 250 | 0.01403 | 0.80384
t-1 | dcopf | 3 | L2-13 | 0.37329 | 37.3294 | 0.14932 | 2.5 | 250 | 0.084103 | 4.8188
t-1 | dcopf | 3 | L3-15 | 0.62565 | 62.5647 | 0.25026 | 2.5 | 250 | 0.056746 | 3.2513
t-1 | dcopf | 3 | L4-24 | 0.91017 | 91.0169 | 0.36407 | 2.5 | 250 | 0.12342 | 7.0714
t-1 | dcopf | 3 | L5-26 | 0.82577 | 82.577 | 0.33031 | 2.5 | 250 | 0.16928 | 9.6992
t-1 | dcopf | 3 | L6-39 | 0.93076 | 93.0756 | 0.3723 | 2.5 | 250 | 0.1183 | 6.778
t-1 | dcopf | 3 | L7-49 | 0.58517 | 58.5169 | 0.23407 | 2.5 | 250 | 0.064954 | 3.7216
t-1 | dcopf | 3 | L8-510 | 1.5006 | 150.0647 | 0.60026 | 2.5 | 250 | 0.14106 | 8.0822
t-1 | dcopf | 3 | L9-610 | 0.22577 | 22.577 | 0.090308 | 2.5 | 250 | 0.014494 | 0.83047
t-1 | dcopf | 3 | L10-78 | 0.65 | 65 | 0.65 | 1 | 100 | 0.04238 | 2.4282
t-1 | dcopf | 3 | L11-89 | -0.03696 | -3.696 | 0.014784 | 2.5 | 250 | -0.0065123 | -0.37313
t-1 | dcopf | 3 | L12-810 | -0.06304 | -6.304 | 0.025216 | 2.5 | 250 | -0.011108 | -0.63642
t-1 | dcopf | 3 | L13-1113 | 0.85397 | 85.3969 | 0.17079 | 5 | 500 | 0.041674 | 2.3877
t-1 | dcopf | 3 | L14-1114 | 0.091324 | 9.1324 | 0.018265 | 5 | 500 | 0.0038904 | 0.2229
t-1 | dcopf | 3 | L15-1213 | 1.1752 | 117.5205 | 0.23504 | 5 | 500 | 0.05735 | 3.2859
t-1 | dcopf | 3 | L16-1223 | -0.60316 | -60.3157 | 0.12063 | 5 | 500 | -0.059411 | -3.404
t-1 | dcopf | 3 | L17-1323 | -1.3208 | -132.0825 | 0.26417 | 5 | 500 | -0.11676 | -6.6899
t-1 | dcopf | 3 | L18-1416 | -2.3587 | -235.8676 | 0.47174 | 5 | 500 | -0.14011 | -8.0274
t-1 | dcopf | 3 | L19-1516 | 2.2475 | 224.7547 | 0.44951 | 5 | 500 | 0.038658 | 2.2149
t-1 | dcopf | 3 | L20-1521 | -2.1449 | -214.4945 | 0.42899 | 5 | 500 | -0.053409 | -3.0601
t-1 | dcopf | 3 | L21-1521 | -2.1449 | -214.4945 | 0.42899 | 5 | 500 | -0.053409 | -3.0601
t-1 | dcopf | 3 | L22-1524 | 0.14002 | 14.0021 | 0.028004 | 5 | 500 | 0.0074071 | 0.4244
t-1 | dcopf | 3 | L23-1617 | -2.5101 | -251.0111 | 0.50202 | 5 | 500 | -0.066016 | -3.7824
t-1 | dcopf | 3 | L24-1619 | 2.699 | 269.8982 | 0.5398 | 5 | 500 | 0.063156 | 3.6186
t-1 | dcopf | 3 | L25-1718 | -1.1833 | -118.3302 | 0.23666 | 5 | 500 | -0.016921 | -0.96951
t-1 | dcopf | 3 | L26-1722 | -1.3268 | -132.6809 | 0.26536 | 5 | 500 | -0.14184 | -8.1266
t-1 | dcopf | 3 | L27-1821 | -0.69165 | -69.1651 | 0.13833 | 5 | 500 | -0.0091298 | -0.5231
t-1 | dcopf | 3 | L28-1821 | -0.69165 | -69.1651 | 0.13833 | 5 | 500 | -0.0091298 | -0.5231
t-1 | dcopf | 3 | L29-1920 | 0.22449 | 22.4491 | 0.044898 | 5 | 500 | 0.0045572 | 0.26111
t-1 | dcopf | 3 | L30-1920 | 0.22449 | 22.4491 | 0.044898 | 5 | 500 | 0.0045572 | 0.26111
t-1 | dcopf | 3 | L31-2023 | -0.58801 | -58.8009 | 0.1176 | 5 | 500 | -0.0065857 | -0.37733
t-1 | dcopf | 3 | L32-2023 | -0.58801 | -58.8009 | 0.1176 | 5 | 500 | -0.0065857 | -0.37733
t-1 | dcopf | 3 | L33-2122 | -1.6732 | -167.3191 | 0.33464 | 5 | 500 | -0.11578 | -6.634
t-1 | dcopf | 4 | L1-12 | 0.96094 | 96.0939 | 0.38438 | 2.5 | 250 | 0.01403 | 0.80384
t-1 | dcopf | 4 | L2-13 | 0.37329 | 37.3294 | 0.14932 | 2.5 | 250 | 0.084103 | 4.8188
t-1 | dcopf | 4 | L3-15 | 0.62565 | 62.5647 | 0.25026 | 2.5 | 250 | 0.056746 | 3.2513
t-1 | dcopf | 4 | L4-24 | 0.91017 | 91.0169 | 0.36407 | 2.5 | 250 | 0.12342 | 7.0714
t-1 | dcopf | 4 | L5-26 | 0.82577 | 82.577 | 0.33031 | 2.5 | 250 | 0.16928 | 9.6992
t-1 | dcopf | 4 | L6-39 | 0.93076 | 93.0756 | 0.3723 | 2.5 | 250 | 0.1183 | 6.778
t-1 | dcopf | 4 | L7-49 | 0.58517 | 58.5169 | 0.23407 | 2.5 | 250 | 0.064954 | 3.7216
t-1 | dcopf | 4 | L8-510 | 1.5006 | 150.0647 | 0.60026 | 2.5 | 250 | 0.14106 | 8.0822
t-1 | dcopf | 4 | L9-610 | 0.22577 | 22.577 | 0.090308 | 2.5 | 250 | 0.014494 | 0.83047
t-1 | dcopf | 4 | L10-78 | 0.65 | 65 | 0.65 | 1 | 100 | 0.04238 | 2.4282
t-1 | dcopf | 4 | L11-89 | -0.03696 | -3.696 | 0.014784 | 2.5 | 250 | -0.0065123 | -0.37313
t-1 | dcopf | 4 | L12-810 | -0.06304 | -6.304 | 0.025216 | 2.5 | 250 | -0.011108 | -0.63642
t-1 | dcopf | 4 | L13-1113 | 0.85397 | 85.3969 | 0.17079 | 5 | 500 | 0.041674 | 2.3877
t-1 | dcopf | 4 | L14-1114 | 0.091324 | 9.1324 | 0.018265 | 5 | 500 | 0.0038904 | 0.2229
t-1 | dcopf | 4 | L15-1213 | 1.1752 | 117.5205 | 0.23504 | 5 | 500 | 0.05735 | 3.2859
t-1 | dcopf | 4 | L16-1223 | -0.60316 | -60.3157 | 0.12063 | 5 | 500 | -0.059411 | -3.404
t-1 | dcopf | 4 | L17-1323 | -1.3208 | -132.0825 | 0.26417 | 5 | 500 | -0.11676 | -6.6899
t-1 | dcopf | 4 | L18-1416 | -2.3587 | -235.8676 | 0.47174 | 5 | 500 | -0.14011 | -8.0274
t-1 | dcopf | 4 | L19-1516 | 2.2475 | 224.7547 | 0.44951 | 5 | 500 | 0.038658 | 2.2149
t-1 | dcopf | 4 | L20-1521 | -2.1449 | -214.4945 | 0.42899 | 5 | 500 | -0.053409 | -3.0601
t-1 | dcopf | 4 | L21-1521 | -2.1449 | -214.4945 | 0.42899 | 5 | 500 | -0.053409 | -3.0601
t-1 | dcopf | 4 | L22-1524 | 0.14002 | 14.0021 | 0.028004 | 5 | 500 | 0.0074071 | 0.4244
t-1 | dcopf | 4 | L23-1617 | -2.5101 | -251.0111 | 0.50202 | 5 | 500 | -0.066016 | -3.7824
t-1 | dcopf | 4 | L24-1619 | 2.699 | 269.8982 | 0.5398 | 5 | 500 | 0.063156 | 3.6186
t-1 | dcopf | 4 | L25-1718 | -1.1833 | -118.3302 | 0.23666 | 5 | 500 | -0.016921 | -0.96951
t-1 | dcopf | 4 | L26-1722 | -1.3268 | -132.6809 | 0.26536 | 5 | 500 | -0.14184 | -8.1266
t-1 | dcopf | 4 | L27-1821 | -0.69165 | -69.1651 | 0.13833 | 5 | 500 | -0.0091298 | -0.5231
t-1 | dcopf | 4 | L28-1821 | -0.69165 | -69.1651 | 0.13833 | 5 | 500 | -0.0091298 | -0.5231
t-1 | dcopf | 4 | L29-1920 | 0.22449 | 22.4491 | 0.044898 | 5 | 500 | 0.0045572 | 0.26111
t-1 | dcopf | 4 | L30-1920 | 0.22449 | 22.4491 | 0.044898 | 5 | 500 | 0.0045572 | 0.26111
t-1 | dcopf | 4 | L31-2023 | -0.58801 | -58.8009 | 0.1176 | 5 | 500 | -0.0065857 | -0.37733
t-1 | dcopf | 4 | L32-2023 | -0.58801 | -58.8009 | 0.1176 | 5 | 500 | -0.0065857 | -0.37733
t-1 | dcopf | 4 | L33-2122 | -1.6732 | -167.3191 | 0.33464 | 5 | 500 | -0.11578 | -6.634

## TRANSFORMERS_2W
iteration | step | solution | asset | Active Power Flow [pu] | Active Power Flow [MW] | Capacity Used [-] | Rating [pu] | Rating [MW] | Voltage Angle Δ [rad] | Voltage Angle Δ [°]
t-1 | dcopf | 0 | T1-324 | -0.14002 | -14.0021 | 0.28004 | 0.5 | 50 | -0.011762 | -0.6739
t-1 | dcopf | 0 | T2-911 | 0.44529 | 44.5294 | 0.89059 | 0.5 | 50 | 0.037405 | 2.1431
t-1 | dcopf | 0 | T3-912 | 0.25867 | 25.8671 | 0.51734 | 0.5 | 50 | 0.021728 | 1.2449
t-1 | dcopf | 0 | T4-1011 | 0.5 | 50 | 1 | 0.5 | 50 | 0.042 | 2.4064
t-1 | dcopf | 0 | T5-1012 | 0.31338 | 31.3377 | 0.62675 | 0.5 | 50 | 0.026324 | 1.5082
t-1 | dcopf | 1 | T1-324 | -0.14002 | -14.0021 | 0.28004 | 0.5 | 50 | -0.011762 | -0.6739
t-1 | dcopf | 1 | T2-911 | 0.44529 | 44.5294 | 0.89059 | 0.5 | 50 | 0.037405 | 2.1431
t-1 | dcopf | 1 | T3-912 | 0.25867 | 25.8671 | 0.51734 | 0.5 | 50 | 0.021728 | 1.2449
t-1 | dcopf | 1 | T4-1011 | 0.5 | 50 | 1 | 0.5 | 50 | 0.042 | 2.4064
t-1 | dcopf | 1 | T5-1012 | 0.31338 | 31.3377 | 0.62675 | 0.5 | 50 | 0.026324 | 1.5082
t-1 | dcopf | 2 | T1-324 | -0.14002 | -14.0021 | 0.28004 | 0.5 | 50 | -0.011762 | -0.6739
t-1 | dcopf | 2 | T2-911 | 0.44529 | 44.5294 | 0.89059 | 0.5 | 50 | 0.037405 | 2.1431
t-1 | dcopf | 2 | T3-912 | 0.25867 | 25.8671 | 0.51734 | 0.5 | 50 | 0.021728 | 1.2449
t-1 | dcopf | 2 | T4-1011 | 0.5 | 50 | 1 | 0.5 | 50 | 0.042 | 2.4064
t-1 | dcopf | 2 | T5-1012 | 0.31338 | 31.3377 | 0.62675 | 0.5 | 50 | 0.026324 | 1.5082
t-1 | dcopf | 3 | T1-324 | -0.14002 | -14.0021 | 0.28004 | 0.5 | 50 | -0.011762 | -0.6739
t-1 | dcopf | 3 | T2-911 | 0.44529 | 44.5294 | 0.89059 | 0.5 | 50 | 0.037405 | 2.1431
t-1 | dcopf | 3 | T3-912 | 0.25867 | 25.8671 | 0.51734 | 0.5 | 50 | 0.021728 | 1.2449
t-1 | dcopf | 3 | T4-1011 | 0.5 | 50 | 1 | 0.5 | 50 | 0.042 | 2.4064
t-1 | dcopf | 3 | T5-1012 | 0.31338 | 31.3377 | 0.62675 | 0.5 | 50 | 0.026324 | 1.5082
t-1 | dcopf | 4 | T1-324 | -0.14002 | -14.0021 | 0.28004 | 0.5 | 50 | -0.011762 | -0.6739
t-1 | dcopf | 4 | T2-911 | 0.44529 | 44.5294 | 0.89059 | 0.5 | 50 | 0.037405 | 2.1431
t-1 | dcopf | 4 | T3-912 | 0.25867 | 25.8671 | 0.51734 | 0.5 | 50 | 0.021728 | 1.2449
t-1 | dcopf | 4 | T4-1011 | 0.5 | 50 | 1 | 0.5 | 50 | 0.042 | 2.4064
t-1 | dcopf | 4 | T5-1012 | 0.31338 | 31.3377 | 0.62675 | 0.5 | 50 | 0.026324 | 1.5082

## BUSSES
iteration | step | solution | asset | Voltage Angle [rad] | Voltage Angle [°]
t-1 | dcopf | 0 | 11 | 0.041674 | 2.3877
t-1 | dcopf | 0 | 15 | 0.21655 | 12.4072
t-1 | dcopf | 0 | 1 | 0.28148 | 16.1277
t-1 | dcopf | 0 | 9 | 0.079078 | 4.5309
t-1 | dcopf | 0 | 24 | 0.20914 | 11.9828
t-1 | dcopf | 0 | 4 | 0.14403 | 8.2524
t-1 | dcopf | 0 | 3 | 0.19738 | 11.3089
t-1 | dcopf | 0 | 16 | 0.17789 | 10.1923
t-1 | dcopf | 0 | 7 | 0.11495 | 6.5859
t-1 | dcopf | 0 | 10 | 0.083674 | 4.7942
t-1 | dcopf | 0 | 20 | 0.11018 | 6.3126
t-1 | dcopf | 0 | 18 | 0.26083 | 14.9442
t-1 | dcopf | 0 | 17 | 0.2439 | 13.9747
t-1 | dcopf | 0 | 14 | 0.037783 | 2.1648
t-1 | dcopf | 0 | 12 | 0.05735 | 3.2859
t-1 | dcopf | 0 | 19 | 0.11473 | 6.5737
t-1 | dcopf | 0 | 6 | 0.098168 | 5.6246
t-1 | dcopf | 0 | 22 | 0.38574 | 22.1013
t-1 | dcopf | 0 | 21 | 0.26996 | 15.4673
t-1 | dcopf | 0 | 23 | 0.11676 | 6.6899
t-1 | dcopf | 0 | 2 | 0.26745 | 15.3238
t-1 | dcopf | 0 | 13 | 0 | 0
t-1 | dcopf | 0 | 5 | 0.22473 | 12.8763
t-1 | dcopf | 0 | 8 | 0.072566 | 4.1577
t-1 | dcopf | 1 | 11 | 0.041674 | 2.3877
t-1 | dcopf | 1 | 15 | 0.21655 | 12.4072
t-1 | dcopf | 1 | 1 | 0.28148 | 16.1277
t-1 | dcopf | 1 | 9 | 0.079078 | 4.5309
t-1 | dcopf | 1 | 24 | 0.20914 | 11.9828
t-1 | dcopf | 1 | 4 | 0.14403 | 8.2524
t-1 | dcopf | 1 | 3 | 0.19738 | 11.3089
t-1 | dcopf | 1 | 16 | 0.17789 | 10.1923
t-1 | dcopf | 1 | 7 | 0.11495 | 6.5859
t-1 | dcopf | 1 | 10 | 0.083674 | 4.7942
t-1 | dcopf | 1 | 20 | 0.11018 | 6.3126
t-1 | dcopf | 1 | 18 | 0.26083 | 14.9442
t-1 | dcopf | 1 | 17 | 0.2439 | 13.9747
t-1 | dcopf | 1 | 14 | 0.037783 | 2.1648
t-1 | dcopf | 1 | 12 | 0.05735 | 3.2859
t-1 | dcopf | 1 | 19 | 0.11473 | 6.5737
t-1 | dcopf | 1 | 6 | 0.098168 | 5.6246
t-1 | dcopf | 1 | 22 | 0.38574 | 22.1013
t-1 | dcopf | 1 | 21 | 0.26996 | 15.4673
t-1 | dcopf | 1 | 23 | 0.11676 | 6.6899
t-1 | dcopf | 1 | 2 | 0.26745 | 15.3238
t-1 | dcopf | 1 | 13 | 0 | 0
t-1 | dcopf | 1 | 5 | 0.22473 | 12.8763
t-1 | dcopf | 1 | 8 | 0.072566 | 4.1577
t-1 | dcopf | 2 | 11 | 0.041674 | 2.3877
t-1 | dcopf | 2 | 15 | 0.21655 | 12.4072
t-1 | dcopf | 2 | 1 | 0.28148 | 16.1277
t-1 | dcopf | 2 | 9 | 0.079078 | 4.5309
t-1 | dcopf | 2 | 24 | 0.20914 | 11.9828
t-1 | dcopf | 2 | 4 | 0.14403 | 8.2524
t-1 | dcopf | 2 | 3 | 0.19738 | 11.3089
t-1 | dcopf | 2 | 16 | 0.17789 | 10.1923
t-1 | dcopf | 2 | 7 | 0.11495 | 6.5859
t-1 | dcopf | 2 | 10 | 0.083674 | 4.7942
t-1 | dcopf | 2 | 20 | 0.11018 | 6.3126
t-1 | dcopf | 2 | 18 | 0.26083 | 14.9442
t-1 | dcopf | 2 | 17 | 0.2439 | 13.9747
t-1 | dcopf | 2 | 14 | 0.037783 | 2.1648
t-1 | dcopf | 2 | 12 | 0.05735 | 3.2859
t-1 | dcopf | 2 | 19 | 0.11473 | 6.5737
t-1 | dcopf | 2 | 6 | 0.098168 | 5.6246
t-1 | dcopf | 2 | 22 | 0.38574 | 22.1013
t-1 | dcopf | 2 | 21 | 0.26996 | 15.4673
t-1 | dcopf | 2 | 23 | 0.11676 | 6.6899
t-1 | dcopf | 2 | 2 | 0.26745 | 15.3238
t-1 | dcopf | 2 | 13 | 0 | 0
t-1 | dcopf | 2 | 5 | 0.22473 | 12.8763
t-1 | dcopf | 2 | 8 | 0.072566 | 4.1577
t-1 | dcopf | 3 | 11 | 0.041674 | 2.3877
t-1 | dcopf | 3 | 15 | 0.21655 | 12.4072
t-1 | dcopf | 3 | 1 | 0.28148 | 16.1277
t-1 | dcopf | 3 | 9 | 0.079078 | 4.5309
t-1 | dcopf | 3 | 24 | 0.20914 | 11.9828
t-1 | dcopf | 3 | 4 | 0.14403 | 8.2524
t-1 | dcopf | 3 | 3 | 0.19738 | 11.3089
t-1 | dcopf | 3 | 16 | 0.17789 | 10.1923
t-1 | dcopf | 3 | 7 | 0.11495 | 6.5859
t-1 | dcopf | 3 | 10 | 0.083674 | 4.7942
t-1 | dcopf | 3 | 20 | 0.11018 | 6.3126
t-1 | dcopf | 3 | 18 | 0.26083 | 14.9442
t-1 | dcopf | 3 | 17 | 0.2439 | 13.9747
t-1 | dcopf | 3 | 14 | 0.037783 | 2.1648
t-1 | dcopf | 3 | 12 | 0.05735 | 3.2859
t-1 | dcopf | 3 | 19 | 0.11473 | 6.5737
t-1 | dcopf | 3 | 6 | 0.098168 | 5.6246
t-1 | dcopf | 3 | 22 | 0.38574 | 22.1013
t-1 | dcopf | 3 | 21 | 0.26996 | 15.4673
t-1 | dcopf | 3 | 23 | 0.11676 | 6.6899
t-1 | dcopf | 3 | 2 | 0.26745 | 15.3238
t-1 | dcopf | 3 | 13 | 0 | 0
t-1 | dcopf | 3 | 5 | 0.22473 | 12.8763
t-1 | dcopf | 3 | 8 | 0.072566 | 4.1577
t-1 | dcopf | 4 | 11 | 0.041674 | 2.3877
t-1 | dcopf | 4 | 15 | 0.21655 | 12.4072
t-1 | dcopf | 4 | 1 | 0.28148 | 16.1277
t-1 | dcopf | 4 | 9 | 0.079078 | 4.5309
t-1 | dcopf | 4 | 24 | 0.20914 | 11.9828
t-1 | dcopf | 4 | 4 | 0.14403 | 8.2524
t-1 | dcopf | 4 | 3 | 0.19738 | 11.3089
t-1 | dcopf | 4 | 16 | 0.17789 | 10.1923
t-1 | dcopf | 4 | 7 | 0.11495 | 6.5859
t-1 | dcopf | 4 | 10 | 0.083674 | 4.7942
t-1 | dcopf | 4 | 20 | 0.11018 | 6.3126
t-1 | dcopf | 4 | 18 | 0.26083 | 14.9442
t-1 | dcopf | 4 | 17 | 0.2439 | 13.9747
t-1 | dcopf | 4 | 14 | 0.037783 | 2.1648
t-1 | dcopf | 4 | 12 | 0.05735 | 3.2859
t-1 | dcopf | 4 | 19 | 0.11473 | 6.5737
t-1 | dcopf | 4 | 6 | 0.098168 | 5.6246
t-1 | dcopf | 4 | 22 | 0.38574 | 22.1013
t-1 | dcopf | 4 | 21 | 0.26996 | 15.4673
t-1 | dcopf | 4 | 23 | 0.11676 | 6.6899
t-1 | dcopf | 4 | 2 | 0.26745 | 15.3238
t-1 | dcopf | 4 | 13 | 0 | 0
t-1 | dcopf | 4 | 5 | 0.22473 | 12.8763
t-1 | dcopf | 4 | 8 | 0.072566 | 4.1577

## SOLVER
iteration | step | solution | Name | Status | Termination condition | Termination message | Wall time | Objective Value | Lower bound | Upper bound | Number of objectives | Number of constraints | Number of variables | Number of binary variables | Number of integer variables | Number of continuous variables | Number of nonzeros | Number of solutions
t-1 | market | 0 | Gurobi 13.02 | ok | optimal | Model was solved to optimality (subject to tolerances), and an optimal solution is available. |  | 52.5374 | 52.5374 | 52.5374 | 1 | 56 | 313 | 58 | 58 | 197 | 137 | 5
t-1 | market | 1 | Gurobi 13.02 | ok | optimal | Model was solved to optimality (subject to tolerances), and an optimal solution is available. |  | 52.5374 | 52.5374 | 52.5374 | 1 | 56 | 313 | 58 | 58 | 197 | 137 | 5
t-1 | market | 2 | Gurobi 13.02 | ok | optimal | Model was solved to optimality (subject to tolerances), and an optimal solution is available. |  | 52.5374 | 52.5374 | 52.5374 | 1 | 56 | 313 | 58 | 58 | 197 | 137 | 5
t-1 | market | 3 | Gurobi 13.02 | ok | optimal | Model was solved to optimality (subject to tolerances), and an optimal solution is available. |  | 52.5374 | 52.5374 | 52.5374 | 1 | 56 | 313 | 58 | 58 | 197 | 137 | 5
t-1 | market | 4 | Gurobi 13.02 | ok | optimal | Model was solved to optimality (subject to tolerances), and an optimal solution is available. |  | 52.5374 | 52.5374 | 52.5374 | 1 | 56 | 313 | 58 | 58 | 197 | 137 | 5
t-1 | dcopf | 0 | Gurobi 13.02 | ok | optimal | Model was solved to optimality (subject to tolerances), and an optimal solution is available. |  | 122.9817 | 122.9817 | 122.9817 | 1 | 390 | 313 | 58 | 58 | 197 | 816 | 5
t-1 | dcopf | 1 | Gurobi 13.02 | ok | optimal | Model was solved to optimality (subject to tolerances), and an optimal solution is available. |  | 122.9817 | 122.9817 | 122.9817 | 1 | 390 | 313 | 58 | 58 | 197 | 816 | 5
t-1 | dcopf | 2 | Gurobi 13.02 | ok | optimal | Model was solved to optimality (subject to tolerances), and an optimal solution is available. |  | 122.9817 | 122.9817 | 122.9817 | 1 | 390 | 313 | 58 | 58 | 197 | 816 | 5
t-1 | dcopf | 3 | Gurobi 13.02 | ok | optimal | Model was solved to optimality (subject to tolerances), and an optimal solution is available. |  | 122.9817 | 122.9817 | 122.9817 | 1 | 390 | 313 | 58 | 58 | 197 | 816 | 5
t-1 | dcopf | 4 | Gurobi 13.02 | ok | optimal | Model was solved to optimality (subject to tolerances), and an optimal solution is available. |  | 122.9817 | 122.9817 | 122.9817 | 1 | 390 | 313 | 58 | 58 | 197 | 816 | 5

## CONSTRAINTS
iteration | step | solution | name | index | parents | active | body | lower bound | upper bound | slack | variables
t-1 | market | 0 | demand_real_power_constraint[D1] | D1 | {'common': True, 'ieee_24bus_G04': True} | TRUE | 0 | 0 | 0 | 0 | {'demand_real_power_met[D1]': 0.47500000000000003, 'demand_proportion_real_power_met[D1]': 1.0}
t-1 | market | 0 | demand_real_power_constraint[D2] | D2 | {'common': True, 'ieee_24bus_G04': True} | TRUE | 0 | 0 | 0 | 0 | {'demand_real_power_met[D2]': 0.425, 'demand_proportion_real_power_met[D2]': 1.0}
t-1 | market | 0 | demand_real_power_constraint[D3] | D3 | {'common': True, 'ieee_24bus_G04': True} | TRUE | 0 | 0 | 0 | 0 | {'demand_real_power_met[D3]': 0.8, 'demand_proportion_real_power_met[D3]': 1.0}
t-1 | market | 0 | demand_real_power_constraint[D4] | D4 | {'common': True, 'ieee_24bus_G04': True} | TRUE | 0 | 0 | 0 | 0 | {'demand_real_power_met[D4]': 0.325, 'demand_proportion_real_power_met[D4]': 1.0}
t-1 | market | 0 | demand_real_power_constraint[D5] | D5 | {'common': True, 'ieee_24bus_G04': True} | TRUE | 0 | 0 | 0 | 0 | {'demand_real_power_met[D5]': 0.325, 'demand_proportion_real_power_met[D5]': 1.0}
t-1 | market | 0 | demand_real_power_constraint[D6] | D6 | {'common': True, 'ieee_24bus_G04': True} | TRUE | 0 | 0 | 0 | 0 | {'demand_real_power_met[D6]': 0.6, 'demand_proportion_real_power_met[D6]': 1.0}
t-1 | market | 0 | demand_real_power_constraint[D7] | D7 | {'common': True, 'ieee_24bus_G04': True} | TRUE | 0 | 0 | 0 | 0 | {'demand_real_power_met[D7]': 0.55, 'demand_proportion_real_power_met[D7]': 1.0}
t-1 | market | 0 | demand_real_power_constraint[D8] | D8 | {'common': True, 'ieee_24bus_G04': True} | TRUE | 0 | 0 | 0 | 0 | {'demand_real_power_met[D8]': 0.75, 'demand_proportion_real_power_met[D8]': 1.0}
t-1 | market | 0 | demand_real_power_constraint[D9] | D9 | {'common': True, 'ieee_24bus_G04': True} | TRUE | 0 | 0 | 0 | 0 | {'demand_real_power_met[D9]': 0.775, 'demand_proportion_real_power_met[D9]': 1.0}
t-1 | market | 0 | demand_real_power_constraint[D10] | D10 | {'common': True, 'ieee_24bus_G04': True} | TRUE | 0 | 0 | 0 | 0 | {'demand_real_power_met[D10]': 0.85, 'demand_proportion_real_power_met[D10]': 1.0}
t-1 | market | 0 | demand_real_power_constraint[D11] | D11 | {'common': True, 'ieee_24bus_G04': True} | TRUE | 0 | 0 | 0 | 0 | {'demand_real_power_met[D11]': 3.35, 'demand_proportion_real_power_met[D11]': 1.0}
t-1 | market | 0 | demand_real_power_constraint[D12] | D12 | {'common': True, 'ieee_24bus_G04': True} | TRUE | 0 | 0 | 0 | 0 | {'demand_real_power_met[D12]': 2.45, 'demand_proportion_real_power_met[D12]': 1.0}
t-1 | market | 0 | demand_real_power_constraint[D13] | D13 | {'common': True, 'ieee_24bus_G04': True} | TRUE | 0 | 0 | 0 | 0 | {'demand_real_power_met[D13]': 4.0, 'demand_proportion_real_power_met[D13]': 1.0}
t-1 | market | 0 | demand_real_power_constraint[D14] | D14 | {'common': True, 'ieee_24bus_G04': True} | TRUE | 0 | 0 | 0 | 0 | {'demand_real_power_met[D14]': 1.25, 'demand_proportion_real_power_met[D14]': 1.0}
t-1 | market | 0 | demand_real_power_constraint[D15] | D15 | {'common': True, 'ieee_24bus_G04': True} | TRUE | 0 | 0 | 0 | 0 | {'demand_real_power_met[D15]': 4.2, 'demand_proportion_real_power_met[D15]': 1.0}
t-1 | market | 0 | demand_real_power_constraint[D16] | D16 | {'common': True, 'ieee_24bus_G04': True} | TRUE | 0 | 0 | 0 | 0 | {'demand_real_power_met[D16]': 2.25, 'demand_proportion_real_power_met[D16]': 1.0}
t-1 | market | 0 | demand_real_power_constraint[D17] | D17 | {'common': True, 'ieee_24bus_G04': True} | TRUE | 0 | 0 | 0 | 0 | {'demand_real_power_met[D17]': 1.625, 'demand_proportion_real_power_met[D17]': 1.0}
t-1 | market | 0 | interconnector_total_imports |  | {'common': True, 'ieee_24bus_G04': True} | TRUE | 0 | 0 | 0 | 0 | {'interconnector_real_power_total_imports': 0.0}
t-1 | market | 0 | interconnector_total_exports |  | {'common': True, 'ieee_24bus_G04': True} | TRUE | 0 | 0 | 0 | 0 | {'interconnector_real_power_total_exports': 0.0}
t-1 | market | 0 | generation_UC_real_power_LB[G1] | G1 | {'common': True, 'ieee_24bus_G04': True} | TRUE | 0 |  | 0 | 0 | {'generator_commitment[G1]': -0.0, 'generator_real_power_out[G1]': 0.0}
t-1 | market | 0 | generation_UC_real_power_LB[G2] | G2 | {'common': True, 'ieee_24bus_G04': True} | TRUE | 0 |  | 0 | 0 | {'generator_commitment[G2]': -0.0, 'generator_real_power_out[G2]': 0.0}
t-1 | market | 0 | generation_UC_real_power_LB[G3] | G3 | {'common': True, 'ieee_24bus_G04': True} | TRUE | 0 |  | 0 | 0 | {'generator_commitment[G3]': -0.0, 'generator_real_power_out[G3]': 0.0}
t-1 | market | 0 | generation_UC_real_power_LB[G4] | G4 | {'common': True, 'ieee_24bus_G04': True} | TRUE | 0 |  | 0 | 0 | {'generator_commitment[G4]': -0.0, 'generator_real_power_out[G4]': 0.0}
t-1 | market | 0 | generation_UC_real_power_LB[G5] | G5 | {'common': True, 'ieee_24bus_G04': True} | TRUE | 0 |  | 0 | 0 | {'generator_commitment[G5]': -0.0, 'generator_real_power_out[G5]': 0.0}
t-1 | market | 0 | generation_UC_real_power_LB[G6] | G6 | {'common': True, 'ieee_24bus_G04': True} | TRUE | 0 |  | 0 | 0 | {'generator_commitment[G6]': -0.0, 'generator_real_power_out[G6]': 0.0}
t-1 | market | 0 | generation_UC_real_power_LB[G7] | G7 | {'common': True, 'ieee_24bus_G04': True} | TRUE | 0 |  | 0 | 0 | {'generator_commitment[G7]': -0.0, 'generator_real_power_out[G7]': 0.0}
t-1 | market | 0 | generation_UC_real_power_LB[G8] | G8 | {'common': True, 'ieee_24bus_G04': True} | TRUE | -2 |  | 0 | 2 | {'generator_commitment[G8]': 1.0, 'generator_real_power_out[G8]': 3.0}
t-1 | market | 0 | generation_UC_real_power_LB[G9] | G9 | {'common': True, 'ieee_24bus_G04': True} | TRUE | -3 |  | 0 | 3 | {'generator_commitment[G9]': 1.0, 'generator_real_power_out[G9]': 4.0}
t-1 | market | 0 | generation_UC_real_power_LB[G10] | G10 | {'common': True, 'ieee_24bus_G04': True} | TRUE | 0 |  | 0 | 0 | {'generator_commitment[G10]': -0.0, 'generator_real_power_out[G10]': -0.0}
t-1 | market | 0 | generation_UC_real_power_LB[G11] | G11 | {'common': True, 'ieee_24bus_G04': True} | TRUE | 0 |  | 0 | 0 | {'generator_commitment[G11]': -0.0, 'generator_real_power_out[G11]': 0.0}
t-1 | market | 0 | generation_UC_real_power_LB[G12] | G12 | {'common': True, 'ieee_24bus_G04': True} | TRUE | 0 |  | 0 | 0 | {'generator_commitment[G12]': -0.0, 'generator_real_power_out[G12]': 0.0}
t-1 | market | 0 | generation_UC_real_power_LB['W@1.1'] | W@1.1 | {'common': True, 'ieee_24bus_G04': True} | TRUE | -3 |  | 0 | 3 | {"generator_commitment['W@1.1']": 1.0, "generator_real_power_out['W@1.1']": 3.0}
t-1 | market | 0 | generation_UC_real_power_LB['W@1.2'] | W@1.2 | {'common': True, 'ieee_24bus_G04': True} | TRUE | -3 |  | 0 | 3 | {"generator_commitment['W@1.2']": 1.0, "generator_real_power_out['W@1.2']": 3.0}
t-1 | market | 0 | generation_UC_real_power_LB[W@2] | W@2 | {'common': True, 'ieee_24bus_G04': True} | TRUE | -3 |  | 0 | 3 | {'generator_commitment[W@2]': 1.0, 'generator_real_power_out[W@2]': 3.0}
t-1 | market | 0 | generation_UC_real_power_LB[W@3] | W@3 | {'common': True, 'ieee_24bus_G04': True} | TRUE | -3 |  | 0 | 3 | {'generator_commitment[W@3]': 1.0, 'generator_real_power_out[W@3]': 3.0}
t-1 | market | 0 | generation_UC_real_power_LB[W@5] | W@5 | {'common': True, 'ieee_24bus_G04': True} | TRUE | -3 |  | 0 | 3 | {'generator_commitment[W@5]': 1.0, 'generator_real_power_out[W@5]': 3.0}
t-1 | market | 0 | generation_UC_real_power_LB[W@7] | W@7 | {'common': True, 'ieee_24bus_G04': True} | TRUE | -3 |  | 0 | 3 | {'generator_commitment[W@7]': 1.0, 'generator_real_power_out[W@7]': 3.0}
t-1 | market | 0 | generation_UC_real_power_UB[G1] | G1 | {'common': True, 'ieee_24bus_G04': True} | TRUE | 0 |  | 0 | 0 | {'generator_real_power_out[G1]': 0.0, 'generator_commitment[G1]': -0.0}
t-1 | market | 0 | generation_UC_real_power_UB[G2] | G2 | {'common': True, 'ieee_24bus_G04': True} | TRUE | 0 |  | 0 | 0 | {'generator_real_power_out[G2]': 0.0, 'generator_commitment[G2]': -0.0}
t-1 | market | 0 | generation_UC_real_power_UB[G3] | G3 | {'common': True, 'ieee_24bus_G04': True} | TRUE | 0 |  | 0 | 0 | {'generator_real_power_out[G3]': 0.0, 'generator_commitment[G3]': -0.0}
t-1 | market | 0 | generation_UC_real_power_UB[G4] | G4 | {'common': True, 'ieee_24bus_G04': True} | TRUE | 0 |  | 0 | 0 | {'generator_real_power_out[G4]': 0.0, 'generator_commitment[G4]': -0.0}
t-1 | market | 0 | generation_UC_real_power_UB[G5] | G5 | {'common': True, 'ieee_24bus_G04': True} | TRUE | 0 |  | 0 | 0 | {'generator_real_power_out[G5]': 0.0, 'generator_commitment[G5]': -0.0}
t-1 | market | 0 | generation_UC_real_power_UB[G6] | G6 | {'common': True, 'ieee_24bus_G04': True} | TRUE | 0 |  | 0 | 0 | {'generator_real_power_out[G6]': 0.0, 'generator_commitment[G6]': -0.0}
t-1 | market | 0 | generation_UC_real_power_UB[G7] | G7 | {'common': True, 'ieee_24bus_G04': True} | TRUE | 0 |  | 0 | 0 | {'generator_real_power_out[G7]': 0.0, 'generator_commitment[G7]': -0.0}
t-1 | market | 0 | generation_UC_real_power_UB[G8] | G8 | {'common': True, 'ieee_24bus_G04': True} | TRUE | -1 |  | 0 | 1 | {'generator_real_power_out[G8]': 3.0, 'generator_commitment[G8]': 1.0}
t-1 | market | 0 | generation_UC_real_power_UB[G9] | G9 | {'common': True, 'ieee_24bus_G04': True} | TRUE | 0 |  | 0 | 0 | {'generator_real_power_out[G9]': 4.0, 'generator_commitment[G9]': 1.0}
t-1 | market | 0 | generation_UC_real_power_UB[G10] | G10 | {'common': True, 'ieee_24bus_G04': True} | TRUE | 0 |  | 0 | 0 | {'generator_real_power_out[G10]': -0.0, 'generator_commitment[G10]': -0.0}
t-1 | market | 0 | generation_UC_real_power_UB[G11] | G11 | {'common': True, 'ieee_24bus_G04': True} | TRUE | 0 |  | 0 | 0 | {'generator_real_power_out[G11]': 0.0, 'generator_commitment[G11]': -0.0}
t-1 | market | 0 | generation_UC_real_power_UB[G12] | G12 | {'common': True, 'ieee_24bus_G04': True} | TRUE | 0 |  | 0 | 0 | {'generator_real_power_out[G12]': 0.0, 'generator_commitment[G12]': -0.0}
t-1 | market | 0 | generation_UC_real_power_UB['W@1.1'] | W@1.1 | {'common': True, 'ieee_24bus_G04': True} | TRUE | 0 |  | 0 | 0 | {"generator_real_power_out['W@1.1']": 3.0, "generator_commitment['W@1.1']": 1.0}
t-1 | market | 0 | generation_UC_real_power_UB['W@1.2'] | W@1.2 | {'common': True, 'ieee_24bus_G04': True} | TRUE | 0 |  | 0 | 0 | {"generator_real_power_out['W@1.2']": 3.0, "generator_commitment['W@1.2']": 1.0}
t-1 | market | 0 | generation_UC_real_power_UB[W@2] | W@2 | {'common': True, 'ieee_24bus_G04': True} | TRUE | 0 |  | 0 | 0 | {'generator_real_power_out[W@2]': 3.0, 'generator_commitment[W@2]': 1.0}
t-1 | market | 0 | generation_UC_real_power_UB[W@3] | W@3 | {'common': True, 'ieee_24bus_G04': True} | TRUE | 0 |  | 0 | 0 | {'generator_real_power_out[W@3]': 3.0, 'generator_commitment[W@3]': 1.0}
t-1 | market | 0 | generation_UC_real_power_UB[W@5] | W@5 | {'common': True, 'ieee_24bus_G04': True} | TRUE | 0 |  | 0 | 0 | {'generator_real_power_out[W@5]': 3.0, 'generator_commitment[W@5]': 1.0}
t-1 | market | 0 | generation_UC_real_power_UB[W@7] | W@7 | {'common': True, 'ieee_24bus_G04': True} | TRUE | 0 |  | 0 | 0 | {'generator_real_power_out[W@7]': 3.0, 'generator_commitment[W@7]': 1.0}
t-1 | market | 0 | KCL_Copper_constraint |  | {'copper_market': True, 'ieee_24bus_G04': True} | TRUE | 0 | 0 | 0 | 0 | {'generator_real_power_out[G1]': 0.0, 'generator_real_power_out[G2]': 0.0, 'generator_real_power_out[G3]': 0.0, 'generator_real_power_out[G4]': 0.0, 'generator_real_power_out[G5]': 0.0, 'generator_real_power_out[G6]': 0.0, 'generator_real_power_out[G7]': 0.0, 'generator_real_power_out[G8]': 3.0, 'generator_real_power_out[G9]': 4.0, 'generator_real_power_out[G10]': -0.0, 'generator_real_power_out[G11]': 0.0, 'generator_real_power_out[G12]': 0.0, "generator_real_power_out['W@1.1']": 3.0, "generator_real_power_out['W@1.2']": 3.0, 'generator_real_power_out[W@2]': 3.0, 'generator_real_power_out[W@3]': 3.0, 'generator_real_power_out[W@5]': 3.0, 'generator_real_power_out[W@7]': 3.0, 'demand_real_power_met[D1]': 0.47500000000000003, 'demand_real_power_met[D2]': 0.425, 'demand_real_power_met[D3]': 0.8, 'demand_real_power_met[D4]': 0.325, 'demand_real_power_met[D5]': 0.325, 'demand_real_power_met[D6]': 0.6, 'demand_real_power_met[D7]': 0.55, 'demand_real_power_met[D8]': 0.75, 'demand_real_power_met[D9]': 0.775, 'demand_real_power_met[D10]': 0.85, 'demand_real_power_met[D11]': 3.35, 'demand_real_power_met[D12]': 2.45, 'demand_real_power_met[D13]': 4.0, 'demand_real_power_met[D14]': 1.25, 'demand_real_power_met[D15]': 4.2, 'demand_real_power_met[D16]': 2.25, 'demand_real_power_met[D17]': 1.625}
t-1 | market | 0 | KCL_DCOPF_constraint['11'] | 11 | {'dcopf': False, 'ieee_24bus_G04': True} | FALSE
t-1 | market | 0 | KCL_DCOPF_constraint['15'] | 15 | {'dcopf': False, 'ieee_24bus_G04': True} | FALSE
t-1 | market | 0 | KCL_DCOPF_constraint['1'] | 1 | {'dcopf': False, 'ieee_24bus_G04': True} | FALSE
t-1 | market | 0 | KCL_DCOPF_constraint['9'] | 9 | {'dcopf': False, 'ieee_24bus_G04': True} | FALSE
t-1 | market | 0 | KCL_DCOPF_constraint['24'] | 24 | {'dcopf': False, 'ieee_24bus_G04': True} | FALSE
t-1 | market | 0 | KCL_DCOPF_constraint['4'] | 4 | {'dcopf': False, 'ieee_24bus_G04': True} | FALSE
t-1 | market | 0 | KCL_DCOPF_constraint['3'] | 3 | {'dcopf': False, 'ieee_24bus_G04': True} | FALSE
t-1 | market | 0 | KCL_DCOPF_constraint['16'] | 16 | {'dcopf': False, 'ieee_24bus_G04': True} | FALSE
t-1 | market | 0 | KCL_DCOPF_constraint['7'] | 7 | {'dcopf': False, 'ieee_24bus_G04': True} | FALSE
t-1 | market | 0 | KCL_DCOPF_constraint['10'] | 10 | {'dcopf': False, 'ieee_24bus_G04': True} | FALSE
t-1 | market | 0 | KCL_DCOPF_constraint['20'] | 20 | {'dcopf': False, 'ieee_24bus_G04': True} | FALSE
t-1 | market | 0 | KCL_DCOPF_constraint['18'] | 18 | {'dcopf': False, 'ieee_24bus_G04': True} | FALSE
t-1 | market | 0 | KCL_DCOPF_constraint['17'] | 17 | {'dcopf': False, 'ieee_24bus_G04': True} | FALSE
t-1 | market | 0 | KCL_DCOPF_constraint['14'] | 14 | {'dcopf': False, 'ieee_24bus_G04': True} | FALSE
t-1 | market | 0 | KCL_DCOPF_constraint['12'] | 12 | {'dcopf': False, 'ieee_24bus_G04': True} | FALSE
t-1 | market | 0 | KCL_DCOPF_constraint['19'] | 19 | {'dcopf': False, 'ieee_24bus_G04': True} | FALSE
t-1 | market | 0 | KCL_DCOPF_constraint['6'] | 6 | {'dcopf': False, 'ieee_24bus_G04': True} | FALSE
t-1 | market | 0 | KCL_DCOPF_constraint['22'] | 22 | {'dcopf': False, 'ieee_24bus_G04': True} | FALSE
t-1 | market | 0 | KCL_DCOPF_constraint['21'] | 21 | {'dcopf': False, 'ieee_24bus_G04': True} | FALSE
t-1 | market | 0 | KCL_DCOPF_constraint['23'] | 23 | {'dcopf': False, 'ieee_24bus_G04': True} | FALSE
t-1 | market | 0 | KCL_DCOPF_constraint['2'] | 2 | {'dcopf': False, 'ieee_24bus_G04': True} | FALSE
t-1 | market | 0 | KCL_DCOPF_constraint['13'] | 13 | {'dcopf': False, 'ieee_24bus_G04': True} | FALSE
t-1 | market | 0 | KCL_DCOPF_constraint['5'] | 5 | {'dcopf': False, 'ieee_24bus_G04': True} | FALSE
t-1 | market | 0 | KCL_DCOPF_constraint['8'] | 8 | {'dcopf': False, 'ieee_24bus_G04': True} | FALSE
t-1 | market | 0 | branch_KVL_DCOPF[L1-12] | L1-12 | {'dcopf': False, 'ieee_24bus_G04': True} | FALSE
t-1 | market | 0 | branch_KVL_DCOPF[L2-13] | L2-13 | {'dcopf': False, 'ieee_24bus_G04': True} | FALSE
t-1 | market | 0 | branch_KVL_DCOPF[L3-15] | L3-15 | {'dcopf': False, 'ieee_24bus_G04': True} | FALSE
t-1 | market | 0 | branch_KVL_DCOPF[L4-24] | L4-24 | {'dcopf': False, 'ieee_24bus_G04': True} | FALSE
t-1 | market | 0 | branch_KVL_DCOPF[L5-26] | L5-26 | {'dcopf': False, 'ieee_24bus_G04': True} | FALSE
t-1 | market | 0 | branch_KVL_DCOPF[L6-39] | L6-39 | {'dcopf': False, 'ieee_24bus_G04': True} | FALSE
t-1 | market | 0 | branch_KVL_DCOPF[L7-49] | L7-49 | {'dcopf': False, 'ieee_24bus_G04': True} | FALSE
t-1 | market | 0 | branch_KVL_DCOPF[L8-510] | L8-510 | {'dcopf': False, 'ieee_24bus_G04': True} | FALSE
t-1 | market | 0 | branch_KVL_DCOPF[L9-610] | L9-610 | {'dcopf': False, 'ieee_24bus_G04': True} | FALSE
t-1 | market | 0 | branch_KVL_DCOPF[L10-78] | L10-78 | {'dcopf': False, 'ieee_24bus_G04': True} | FALSE
t-1 | market | 0 | branch_KVL_DCOPF[L11-89] | L11-89 | {'dcopf': False, 'ieee_24bus_G04': True} | FALSE
t-1 | market | 0 | branch_KVL_DCOPF[L12-810] | L12-810 | {'dcopf': False, 'ieee_24bus_G04': True} | FALSE
t-1 | market | 0 | branch_KVL_DCOPF[L13-1113] | L13-1113 | {'dcopf': False, 'ieee_24bus_G04': True} | FALSE
t-1 | market | 0 | branch_KVL_DCOPF[L14-1114] | L14-1114 | {'dcopf': False, 'ieee_24bus_G04': True} | FALSE
t-1 | market | 0 | branch_KVL_DCOPF[L15-1213] | L15-1213 | {'dcopf': False, 'ieee_24bus_G04': True} | FALSE
t-1 | market | 0 | branch_KVL_DCOPF[L16-1223] | L16-1223 | {'dcopf': False, 'ieee_24bus_G04': True} | FALSE
t-1 | market | 0 | branch_KVL_DCOPF[L17-1323] | L17-1323 | {'dcopf': False, 'ieee_24bus_G04': True} | FALSE
t-1 | market | 0 | branch_KVL_DCOPF[L18-1416] | L18-1416 | {'dcopf': False, 'ieee_24bus_G04': True} | FALSE
t-1 | market | 0 | branch_KVL_DCOPF[L19-1516] | L19-1516 | {'dcopf': False, 'ieee_24bus_G04': True} | FALSE
t-1 | market | 0 | branch_KVL_DCOPF[L20-1521] | L20-1521 | {'dcopf': False, 'ieee_24bus_G04': True} | FALSE
t-1 | market | 0 | branch_KVL_DCOPF[L21-1521] | L21-1521 | {'dcopf': False, 'ieee_24bus_G04': True} | FALSE
t-1 | market | 0 | branch_KVL_DCOPF[L22-1524] | L22-1524 | {'dcopf': False, 'ieee_24bus_G04': True} | FALSE
t-1 | market | 0 | branch_KVL_DCOPF[L23-1617] | L23-1617 | {'dcopf': False, 'ieee_24bus_G04': True} | FALSE
t-1 | market | 0 | branch_KVL_DCOPF[L24-1619] | L24-1619 | {'dcopf': False, 'ieee_24bus_G04': True} | FALSE
t-1 | market | 0 | branch_KVL_DCOPF[L25-1718] | L25-1718 | {'dcopf': False, 'ieee_24bus_G04': True} | FALSE
t-1 | market | 0 | branch_KVL_DCOPF[L26-1722] | L26-1722 | {'dcopf': False, 'ieee_24bus_G04': True} | FALSE
t-1 | market | 0 | branch_KVL_DCOPF[L27-1821] | L27-1821 | {'dcopf': False, 'ieee_24bus_G04': True} | FALSE
t-1 | market | 0 | branch_KVL_DCOPF[L28-1821] | L28-1821 | {'dcopf': False, 'ieee_24bus_G04': True} | FALSE
t-1 | market | 0 | branch_KVL_DCOPF[L29-1920] | L29-1920 | {'dcopf': False, 'ieee_24bus_G04': True} | FALSE
t-1 | market | 0 | branch_KVL_DCOPF[L30-1920] | L30-1920 | {'dcopf': False, 'ieee_24bus_G04': True} | FALSE
t-1 | market | 0 | branch_KVL_DCOPF[L31-2023] | L31-2023 | {'dcopf': False, 'ieee_24bus_G04': True} | FALSE
t-1 | market | 0 | branch_KVL_DCOPF[L32-2023] | L32-2023 | {'dcopf': False, 'ieee_24bus_G04': True} | FALSE
t-1 | market | 0 | branch_KVL_DCOPF[L33-2122] | L33-2122 | {'dcopf': False, 'ieee_24bus_G04': True} | FALSE
t-1 | market | 0 | branch_voltage_angle[L1-12] | L1-12 | {'dcopf': False, 'ieee_24bus_G04': True} | FALSE
t-1 | market | 0 | branch_voltage_angle[L2-13] | L2-13 | {'dcopf': False, 'ieee_24bus_G04': True} | FALSE
t-1 | market | 0 | branch_voltage_angle[L3-15] | L3-15 | {'dcopf': False, 'ieee_24bus_G04': True} | FALSE
t-1 | market | 0 | branch_voltage_angle[L4-24] | L4-24 | {'dcopf': False, 'ieee_24bus_G04': True} | FALSE
t-1 | market | 0 | branch_voltage_angle[L5-26] | L5-26 | {'dcopf': False, 'ieee_24bus_G04': True} | FALSE
t-1 | market | 0 | branch_voltage_angle[L6-39] | L6-39 | {'dcopf': False, 'ieee_24bus_G04': True} | FALSE
t-1 | market | 0 | branch_voltage_angle[L7-49] | L7-49 | {'dcopf': False, 'ieee_24bus_G04': True} | FALSE
t-1 | market | 0 | branch_voltage_angle[L8-510] | L8-510 | {'dcopf': False, 'ieee_24bus_G04': True} | FALSE
t-1 | market | 0 | branch_voltage_angle[L9-610] | L9-610 | {'dcopf': False, 'ieee_24bus_G04': True} | FALSE
t-1 | market | 0 | branch_voltage_angle[L10-78] | L10-78 | {'dcopf': False, 'ieee_24bus_G04': True} | FALSE
t-1 | market | 0 | branch_voltage_angle[L11-89] | L11-89 | {'dcopf': False, 'ieee_24bus_G04': True} | FALSE
t-1 | market | 0 | branch_voltage_angle[L12-810] | L12-810 | {'dcopf': False, 'ieee_24bus_G04': True} | FALSE
t-1 | market | 0 | branch_voltage_angle[L13-1113] | L13-1113 | {'dcopf': False, 'ieee_24bus_G04': True} | FALSE
t-1 | market | 0 | branch_voltage_angle[L14-1114] | L14-1114 | {'dcopf': False, 'ieee_24bus_G04': True} | FALSE
t-1 | market | 0 | branch_voltage_angle[L15-1213] | L15-1213 | {'dcopf': False, 'ieee_24bus_G04': True} | FALSE
t-1 | market | 0 | branch_voltage_angle[L16-1223] | L16-1223 | {'dcopf': False, 'ieee_24bus_G04': True} | FALSE
t-1 | market | 0 | branch_voltage_angle[L17-1323] | L17-1323 | {'dcopf': False, 'ieee_24bus_G04': True} | FALSE
t-1 | market | 0 | branch_voltage_angle[L18-1416] | L18-1416 | {'dcopf': False, 'ieee_24bus_G04': True} | FALSE
t-1 | market | 0 | branch_voltage_angle[L19-1516] | L19-1516 | {'dcopf': False, 'ieee_24bus_G04': True} | FALSE
t-1 | market | 0 | branch_voltage_angle[L20-1521] | L20-1521 | {'dcopf': False, 'ieee_24bus_G04': True} | FALSE
t-1 | market | 0 | branch_voltage_angle[L21-1521] | L21-1521 | {'dcopf': False, 'ieee_24bus_G04': True} | FALSE
t-1 | market | 0 | branch_voltage_angle[L22-1524] | L22-1524 | {'dcopf': False, 'ieee_24bus_G04': True} | FALSE
t-1 | market | 0 | branch_voltage_angle[L23-1617] | L23-1617 | {'dcopf': False, 'ieee_24bus_G04': True} | FALSE
t-1 | market | 0 | branch_voltage_angle[L24-1619] | L24-1619 | {'dcopf': False, 'ieee_24bus_G04': True} | FALSE
t-1 | market | 0 | branch_voltage_angle[L25-1718] | L25-1718 | {'dcopf': False, 'ieee_24bus_G04': True} | FALSE
t-1 | market | 0 | branch_voltage_angle[L26-1722] | L26-1722 | {'dcopf': False, 'ieee_24bus_G04': True} | FALSE
t-1 | market | 0 | branch_voltage_angle[L27-1821] | L27-1821 | {'dcopf': False, 'ieee_24bus_G04': True} | FALSE
t-1 | market | 0 | branch_voltage_angle[L28-1821] | L28-1821 | {'dcopf': False, 'ieee_24bus_G04': True} | FALSE
t-1 | market | 0 | branch_voltage_angle[L29-1920] | L29-1920 | {'dcopf': False, 'ieee_24bus_G04': True} | FALSE
t-1 | market | 0 | branch_voltage_angle[L30-1920] | L30-1920 | {'dcopf': False, 'ieee_24bus_G04': True} | FALSE
t-1 | market | 0 | branch_voltage_angle[L31-2023] | L31-2023 | {'dcopf': False, 'ieee_24bus_G04': True} | FALSE
t-1 | market | 0 | branch_voltage_angle[L32-2023] | L32-2023 | {'dcopf': False, 'ieee_24bus_G04': True} | FALSE
t-1 | market | 0 | branch_voltage_angle[L33-2122] | L33-2122 | {'dcopf': False, 'ieee_24bus_G04': True} | FALSE
t-1 | market | 0 | transformer_2W_KVL_DCOPF[T1-324] | T1-324 | {'dcopf': False, 'ieee_24bus_G04': True} | FALSE
t-1 | market | 0 | transformer_2W_KVL_DCOPF[T2-911] | T2-911 | {'dcopf': False, 'ieee_24bus_G04': True} | FALSE
t-1 | market | 0 | transformer_2W_KVL_DCOPF[T3-912] | T3-912 | {'dcopf': False, 'ieee_24bus_G04': True} | FALSE
t-1 | market | 0 | transformer_2W_KVL_DCOPF[T4-1011] | T4-1011 | {'dcopf': False, 'ieee_24bus_G04': True} | FALSE
t-1 | market | 0 | transformer_2W_KVL_DCOPF[T5-1012] | T5-1012 | {'dcopf': False, 'ieee_24bus_G04': True} | FALSE
t-1 | market | 0 | transformer_2W_voltage_angle[T1-324] | T1-324 | {'dcopf': False, 'ieee_24bus_G04': True} | FALSE
t-1 | market | 0 | transformer_2W_voltage_angle[T2-911] | T2-911 | {'dcopf': False, 'ieee_24bus_G04': True} | FALSE
t-1 | market | 0 | transformer_2W_voltage_angle[T3-912] | T3-912 | {'dcopf': False, 'ieee_24bus_G04': True} | FALSE
t-1 | market | 0 | transformer_2W_voltage_angle[T4-1011] | T4-1011 | {'dcopf': False, 'ieee_24bus_G04': True} | FALSE
t-1 | market | 0 | transformer_2W_voltage_angle[T5-1012] | T5-1012 | {'dcopf': False, 'ieee_24bus_G04': True} | FALSE
t-1 | market | 0 | voltage_ref_bus['13'] | 13 | {'dcopf': False, 'ieee_24bus_G04': True} | FALSE
t-1 | market | 0 | branch_real_power_flow_UB[L1-12] | L1-12 | {'dcopf': False, 'ieee_24bus_G04': True} | FALSE
t-1 | market | 0 | branch_real_power_flow_UB[L2-13] | L2-13 | {'dcopf': False, 'ieee_24bus_G04': True} | FALSE
t-1 | market | 0 | branch_real_power_flow_UB[L3-15] | L3-15 | {'dcopf': False, 'ieee_24bus_G04': True} | FALSE
t-1 | market | 0 | branch_real_power_flow_UB[L4-24] | L4-24 | {'dcopf': False, 'ieee_24bus_G04': True} | FALSE
t-1 | market | 0 | branch_real_power_flow_UB[L5-26] | L5-26 | {'dcopf': False, 'ieee_24bus_G04': True} | FALSE
t-1 | market | 0 | branch_real_power_flow_UB[L6-39] | L6-39 | {'dcopf': False, 'ieee_24bus_G04': True} | FALSE
t-1 | market | 0 | branch_real_power_flow_UB[L7-49] | L7-49 | {'dcopf': False, 'ieee_24bus_G04': True} | FALSE
t-1 | market | 0 | branch_real_power_flow_UB[L8-510] | L8-510 | {'dcopf': False, 'ieee_24bus_G04': True} | FALSE
t-1 | market | 0 | branch_real_power_flow_UB[L9-610] | L9-610 | {'dcopf': False, 'ieee_24bus_G04': True} | FALSE
t-1 | market | 0 | branch_real_power_flow_UB[L10-78] | L10-78 | {'dcopf': False, 'ieee_24bus_G04': True} | FALSE
t-1 | market | 0 | branch_real_power_flow_UB[L11-89] | L11-89 | {'dcopf': False, 'ieee_24bus_G04': True} | FALSE
t-1 | market | 0 | branch_real_power_flow_UB[L12-810] | L12-810 | {'dcopf': False, 'ieee_24bus_G04': True} | FALSE
t-1 | market | 0 | branch_real_power_flow_UB[L13-1113] | L13-1113 | {'dcopf': False, 'ieee_24bus_G04': True} | FALSE
t-1 | market | 0 | branch_real_power_flow_UB[L14-1114] | L14-1114 | {'dcopf': False, 'ieee_24bus_G04': True} | FALSE
t-1 | market | 0 | branch_real_power_flow_UB[L15-1213] | L15-1213 | {'dcopf': False, 'ieee_24bus_G04': True} | FALSE
t-1 | market | 0 | branch_real_power_flow_UB[L16-1223] | L16-1223 | {'dcopf': False, 'ieee_24bus_G04': True} | FALSE
t-1 | market | 0 | branch_real_power_flow_UB[L17-1323] | L17-1323 | {'dcopf': False, 'ieee_24bus_G04': True} | FALSE
t-1 | market | 0 | branch_real_power_flow_UB[L18-1416] | L18-1416 | {'dcopf': False, 'ieee_24bus_G04': True} | FALSE
t-1 | market | 0 | branch_real_power_flow_UB[L19-1516] | L19-1516 | {'dcopf': False, 'ieee_24bus_G04': True} | FALSE
t-1 | market | 0 | branch_real_power_flow_UB[L20-1521] | L20-1521 | {'dcopf': False, 'ieee_24bus_G04': True} | FALSE
t-1 | market | 0 | branch_real_power_flow_UB[L21-1521] | L21-1521 | {'dcopf': False, 'ieee_24bus_G04': True} | FALSE
t-1 | market | 0 | branch_real_power_flow_UB[L22-1524] | L22-1524 | {'dcopf': False, 'ieee_24bus_G04': True} | FALSE
t-1 | market | 0 | branch_real_power_flow_UB[L23-1617] | L23-1617 | {'dcopf': False, 'ieee_24bus_G04': True} | FALSE
t-1 | market | 0 | branch_real_power_flow_UB[L24-1619] | L24-1619 | {'dcopf': False, 'ieee_24bus_G04': True} | FALSE
t-1 | market | 0 | branch_real_power_flow_UB[L25-1718] | L25-1718 | {'dcopf': False, 'ieee_24bus_G04': True} | FALSE
t-1 | market | 0 | branch_real_power_flow_UB[L26-1722] | L26-1722 | {'dcopf': False, 'ieee_24bus_G04': True} | FALSE
t-1 | market | 0 | branch_real_power_flow_UB[L27-1821] | L27-1821 | {'dcopf': False, 'ieee_24bus_G04': True} | FALSE
t-1 | market | 0 | branch_real_power_flow_UB[L28-1821] | L28-1821 | {'dcopf': False, 'ieee_24bus_G04': True} | FALSE
t-1 | market | 0 | branch_real_power_flow_UB[L29-1920] | L29-1920 | {'dcopf': False, 'ieee_24bus_G04': True} | FALSE
t-1 | market | 0 | branch_real_power_flow_UB[L30-1920] | L30-1920 | {'dcopf': False, 'ieee_24bus_G04': True} | FALSE
t-1 | market | 0 | branch_real_power_flow_UB[L31-2023] | L31-2023 | {'dcopf': False, 'ieee_24bus_G04': True} | FALSE
t-1 | market | 0 | branch_real_power_flow_UB[L32-2023] | L32-2023 | {'dcopf': False, 'ieee_24bus_G04': True} | FALSE
t-1 | market | 0 | branch_real_power_flow_UB[L33-2122] | L33-2122 | {'dcopf': False, 'ieee_24bus_G04': True} | FALSE
t-1 | market | 0 | branch_real_power_flow_UB_reverse[L1-12] | L1-12 | {'dcopf': False, 'ieee_24bus_G04': True} | FALSE
t-1 | market | 0 | branch_real_power_flow_UB_reverse[L2-13] | L2-13 | {'dcopf': False, 'ieee_24bus_G04': True} | FALSE
t-1 | market | 0 | branch_real_power_flow_UB_reverse[L3-15] | L3-15 | {'dcopf': False, 'ieee_24bus_G04': True} | FALSE
t-1 | market | 0 | branch_real_power_flow_UB_reverse[L4-24] | L4-24 | {'dcopf': False, 'ieee_24bus_G04': True} | FALSE
t-1 | market | 0 | branch_real_power_flow_UB_reverse[L5-26] | L5-26 | {'dcopf': False, 'ieee_24bus_G04': True} | FALSE
t-1 | market | 0 | branch_real_power_flow_UB_reverse[L6-39] | L6-39 | {'dcopf': False, 'ieee_24bus_G04': True} | FALSE
t-1 | market | 0 | branch_real_power_flow_UB_reverse[L7-49] | L7-49 | {'dcopf': False, 'ieee_24bus_G04': True} | FALSE
t-1 | market | 0 | branch_real_power_flow_UB_reverse[L8-510] | L8-510 | {'dcopf': False, 'ieee_24bus_G04': True} | FALSE
t-1 | market | 0 | branch_real_power_flow_UB_reverse[L9-610] | L9-610 | {'dcopf': False, 'ieee_24bus_G04': True} | FALSE
t-1 | market | 0 | branch_real_power_flow_UB_reverse[L10-78] | L10-78 | {'dcopf': False, 'ieee_24bus_G04': True} | FALSE
t-1 | market | 0 | branch_real_power_flow_UB_reverse[L11-89] | L11-89 | {'dcopf': False, 'ieee_24bus_G04': True} | FALSE
t-1 | market | 0 | branch_real_power_flow_UB_reverse[L12-810] | L12-810 | {'dcopf': False, 'ieee_24bus_G04': True} | FALSE
t-1 | market | 0 | branch_real_power_flow_UB_reverse[L13-1113] | L13-1113 | {'dcopf': False, 'ieee_24bus_G04': True} | FALSE
t-1 | market | 0 | branch_real_power_flow_UB_reverse[L14-1114] | L14-1114 | {'dcopf': False, 'ieee_24bus_G04': True} | FALSE
t-1 | market | 0 | branch_real_power_flow_UB_reverse[L15-1213] | L15-1213 | {'dcopf': False, 'ieee_24bus_G04': True} | FALSE
t-1 | market | 0 | branch_real_power_flow_UB_reverse[L16-1223] | L16-1223 | {'dcopf': False, 'ieee_24bus_G04': True} | FALSE
t-1 | market | 0 | branch_real_power_flow_UB_reverse[L17-1323] | L17-1323 | {'dcopf': False, 'ieee_24bus_G04': True} | FALSE
t-1 | market | 0 | branch_real_power_flow_UB_reverse[L18-1416] | L18-1416 | {'dcopf': False, 'ieee_24bus_G04': True} | FALSE
t-1 | market | 0 | branch_real_power_flow_UB_reverse[L19-1516] | L19-1516 | {'dcopf': False, 'ieee_24bus_G04': True} | FALSE
t-1 | market | 0 | branch_real_power_flow_UB_reverse[L20-1521] | L20-1521 | {'dcopf': False, 'ieee_24bus_G04': True} | FALSE
t-1 | market | 0 | branch_real_power_flow_UB_reverse[L21-1521] | L21-1521 | {'dcopf': False, 'ieee_24bus_G04': True} | FALSE
t-1 | market | 0 | branch_real_power_flow_UB_reverse[L22-1524] | L22-1524 | {'dcopf': False, 'ieee_24bus_G04': True} | FALSE
t-1 | market | 0 | branch_real_power_flow_UB_reverse[L23-1617] | L23-1617 | {'dcopf': False, 'ieee_24bus_G04': True} | FALSE
t-1 | market | 0 | branch_real_power_flow_UB_reverse[L24-1619] | L24-1619 | {'dcopf': False, 'ieee_24bus_G04': True} | FALSE
t-1 | market | 0 | branch_real_power_flow_UB_reverse[L25-1718] | L25-1718 | {'dcopf': False, 'ieee_24bus_G04': True} | FALSE
t-1 | market | 0 | branch_real_power_flow_UB_reverse[L26-1722] | L26-1722 | {'dcopf': False, 'ieee_24bus_G04': True} | FALSE
t-1 | market | 0 | branch_real_power_flow_UB_reverse[L27-1821] | L27-1821 | {'dcopf': False, 'ieee_24bus_G04': True} | FALSE
t-1 | market | 0 | branch_real_power_flow_UB_reverse[L28-1821] | L28-1821 | {'dcopf': False, 'ieee_24bus_G04': True} | FALSE
t-1 | market | 0 | branch_real_power_flow_UB_reverse[L29-1920] | L29-1920 | {'dcopf': False, 'ieee_24bus_G04': True} | FALSE
t-1 | market | 0 | branch_real_power_flow_UB_reverse[L30-1920] | L30-1920 | {'dcopf': False, 'ieee_24bus_G04': True} | FALSE
t-1 | market | 0 | branch_real_power_flow_UB_reverse[L31-2023] | L31-2023 | {'dcopf': False, 'ieee_24bus_G04': True} | FALSE
t-1 | market | 0 | branch_real_power_flow_UB_reverse[L32-2023] | L32-2023 | {'dcopf': False, 'ieee_24bus_G04': True} | FALSE
t-1 | market | 0 | branch_real_power_flow_UB_reverse[L33-2122] | L33-2122 | {'dcopf': False, 'ieee_24bus_G04': True} | FALSE
t-1 | market | 0 | transformer_2W_real_power_flow_UB[T1-324] | T1-324 | {'dcopf': False, 'ieee_24bus_G04': True} | FALSE
t-1 | market | 0 | transformer_2W_real_power_flow_UB[T2-911] | T2-911 | {'dcopf': False, 'ieee_24bus_G04': True} | FALSE
t-1 | market | 0 | transformer_2W_real_power_flow_UB[T3-912] | T3-912 | {'dcopf': False, 'ieee_24bus_G04': True} | FALSE
t-1 | market | 0 | transformer_2W_real_power_flow_UB[T4-1011] | T4-1011 | {'dcopf': False, 'ieee_24bus_G04': True} | FALSE
t-1 | market | 0 | transformer_2W_real_power_flow_UB[T5-1012] | T5-1012 | {'dcopf': False, 'ieee_24bus_G04': True} | FALSE
t-1 | market | 0 | transformer_2W_real_power_flow_UB_reverse[T1-324] | T1-324 | {'dcopf': False, 'ieee_24bus_G04': True} | FALSE
t-1 | market | 0 | transformer_2W_real_power_flow_UB_reverse[T2-911] | T2-911 | {'dcopf': False, 'ieee_24bus_G04': True} | FALSE
t-1 | market | 0 | transformer_2W_real_power_flow_UB_reverse[T3-912] | T3-912 | {'dcopf': False, 'ieee_24bus_G04': True} | FALSE
t-1 | market | 0 | transformer_2W_real_power_flow_UB_reverse[T4-1011] | T4-1011 | {'dcopf': False, 'ieee_24bus_G04': True} | FALSE
t-1 | market | 0 | transformer_2W_real_power_flow_UB_reverse[T5-1012] | T5-1012 | {'dcopf': False, 'ieee_24bus_G04': True} | FALSE
t-1 | market | 0 | dcopf_generation_redispatch[G1] | G1 | {'dcopf': False, 'ieee_24bus_G04': True} | FALSE
t-1 | market | 0 | dcopf_generation_redispatch[G2] | G2 | {'dcopf': False, 'ieee_24bus_G04': True} | FALSE
t-1 | market | 0 | dcopf_generation_redispatch[G3] | G3 | {'dcopf': False, 'ieee_24bus_G04': True} | FALSE
t-1 | market | 0 | dcopf_generation_redispatch[G4] | G4 | {'dcopf': False, 'ieee_24bus_G04': True} | FALSE
t-1 | market | 0 | dcopf_generation_redispatch[G5] | G5 | {'dcopf': False, 'ieee_24bus_G04': True} | FALSE
t-1 | market | 0 | dcopf_generation_redispatch[G6] | G6 | {'dcopf': False, 'ieee_24bus_G04': True} | FALSE
t-1 | market | 0 | dcopf_generation_redispatch[G7] | G7 | {'dcopf': False, 'ieee_24bus_G04': True} | FALSE
t-1 | market | 0 | dcopf_generation_redispatch[G8] | G8 | {'dcopf': False, 'ieee_24bus_G04': True} | FALSE
t-1 | market | 0 | dcopf_generation_redispatch[G9] | G9 | {'dcopf': False, 'ieee_24bus_G04': True} | FALSE
t-1 | market | 0 | dcopf_generation_redispatch[G10] | G10 | {'dcopf': False, 'ieee_24bus_G04': True} | FALSE
t-1 | market | 0 | dcopf_generation_redispatch[G11] | G11 | {'dcopf': False, 'ieee_24bus_G04': True} | FALSE
t-1 | market | 0 | dcopf_generation_redispatch[G12] | G12 | {'dcopf': False, 'ieee_24bus_G04': True} | FALSE
t-1 | market | 0 | dcopf_generation_redispatch['W@1.1'] | W@1.1 | {'dcopf': False, 'ieee_24bus_G04': True} | FALSE
t-1 | market | 0 | dcopf_generation_redispatch['W@1.2'] | W@1.2 | {'dcopf': False, 'ieee_24bus_G04': True} | FALSE
t-1 | market | 0 | dcopf_generation_redispatch[W@2] | W@2 | {'dcopf': False, 'ieee_24bus_G04': True} | FALSE
t-1 | market | 0 | dcopf_generation_redispatch[W@3] | W@3 | {'dcopf': False, 'ieee_24bus_G04': True} | FALSE
t-1 | market | 0 | dcopf_generation_redispatch[W@5] | W@5 | {'dcopf': False, 'ieee_24bus_G04': True} | FALSE
t-1 | market | 0 | dcopf_generation_redispatch[W@7] | W@7 | {'dcopf': False, 'ieee_24bus_G04': True} | FALSE
t-1 | market | 0 | generator_prorata_bid_decompose[G1] | G1 | {'dcopf': False, 'ieee_24bus_G04': True} | FALSE
t-1 | market | 0 | generator_prorata_bid_decompose[G2] | G2 | {'dcopf': False, 'ieee_24bus_G04': True} | FALSE
t-1 | market | 0 | generator_prorata_bid_decompose[G3] | G3 | {'dcopf': False, 'ieee_24bus_G04': True} | FALSE
t-1 | market | 0 | generator_prorata_bid_decompose[G4] | G4 | {'dcopf': False, 'ieee_24bus_G04': True} | FALSE
t-1 | market | 0 | generator_prorata_bid_decompose[G5] | G5 | {'dcopf': False, 'ieee_24bus_G04': True} | FALSE
t-1 | market | 0 | generator_prorata_bid_decompose[G6] | G6 | {'dcopf': False, 'ieee_24bus_G04': True} | FALSE
t-1 | market | 0 | generator_prorata_bid_decompose[G7] | G7 | {'dcopf': False, 'ieee_24bus_G04': True} | FALSE
t-1 | market | 0 | generator_prorata_bid_decompose[G8] | G8 | {'dcopf': False, 'ieee_24bus_G04': True} | FALSE
t-1 | market | 0 | generator_prorata_bid_decompose[G9] | G9 | {'dcopf': False, 'ieee_24bus_G04': True} | FALSE
t-1 | market | 0 | generator_prorata_bid_decompose[G10] | G10 | {'dcopf': False, 'ieee_24bus_G04': True} | FALSE
t-1 | market | 0 | generator_prorata_bid_decompose[G11] | G11 | {'dcopf': False, 'ieee_24bus_G04': True} | FALSE
t-1 | market | 0 | generator_prorata_bid_decompose[G12] | G12 | {'dcopf': False, 'ieee_24bus_G04': True} | FALSE
t-1 | market | 0 | generator_prorata_bid_decompose['W@1.1'] | W@1.1 | {'dcopf': False, 'ieee_24bus_G04': True} | FALSE
t-1 | market | 0 | generator_prorata_bid_decompose['W@1.2'] | W@1.2 | {'dcopf': False, 'ieee_24bus_G04': True} | FALSE
t-1 | market | 0 | generator_prorata_bid_decompose[W@2] | W@2 | {'dcopf': False, 'ieee_24bus_G04': True} | FALSE
t-1 | market | 0 | generator_prorata_bid_decompose[W@3] | W@3 | {'dcopf': False, 'ieee_24bus_G04': True} | FALSE
t-1 | market | 0 | generator_prorata_bid_decompose[W@5] | W@5 | {'dcopf': False, 'ieee_24bus_G04': True} | FALSE
t-1 | market | 0 | generator_prorata_bid_decompose[W@7] | W@7 | {'dcopf': False, 'ieee_24bus_G04': True} | FALSE
t-1 | market | 0 | generator_prorata_offer_bigM['W@1.1'] | W@1.1 | {'dcopf': False, 'ieee_24bus_G04': True} | FALSE
t-1 | market | 0 | generator_prorata_offer_bigM['W@1.2'] | W@1.2 | {'dcopf': False, 'ieee_24bus_G04': True} | FALSE
t-1 | market | 0 | generator_prorata_offer_bigM[W@2] | W@2 | {'dcopf': False, 'ieee_24bus_G04': True} | FALSE
t-1 | market | 0 | generator_prorata_offer_bigM[W@3] | W@3 | {'dcopf': False, 'ieee_24bus_G04': True} | FALSE
t-1 | market | 0 | generator_prorata_offer_bigM[W@5] | W@5 | {'dcopf': False, 'ieee_24bus_G04': True} | FALSE
t-1 | market | 0 | generator_prorata_offer_bigM[W@7] | W@7 | {'dcopf': False, 'ieee_24bus_G04': True} | FALSE
t-1 | market | 0 | generator_prorata_bid_bigM['W@1.1'] | W@1.1 | {'dcopf': False, 'ieee_24bus_G04': True} | FALSE
t-1 | market | 0 | generator_prorata_bid_bigM['W@1.2'] | W@1.2 | {'dcopf': False, 'ieee_24bus_G04': True} | FALSE
t-1 | market | 0 | generator_prorata_bid_bigM[W@2] | W@2 | {'dcopf': False, 'ieee_24bus_G04': True} | FALSE
t-1 | market | 0 | generator_prorata_bid_bigM[W@3] | W@3 | {'dcopf': False, 'ieee_24bus_G04': True} | FALSE
t-1 | market | 0 | generator_prorata_bid_bigM[W@5] | W@5 | {'dcopf': False, 'ieee_24bus_G04': True} | FALSE
t-1 | market | 0 | generator_prorata_bid_bigM[W@7] | W@7 | {'dcopf': False, 'ieee_24bus_G04': True} | FALSE
t-1 | market | 0 | generator_prorata_no_offer_when_curtailed['W@1.1'] | W@1.1 | {'dcopf': False, 'ieee_24bus_G04': True} | FALSE
t-1 | market | 0 | generator_prorata_no_offer_when_curtailed['W@1.2'] | W@1.2 | {'dcopf': False, 'ieee_24bus_G04': True} | FALSE
t-1 | market | 0 | generator_prorata_no_offer_when_curtailed[W@2] | W@2 | {'dcopf': False, 'ieee_24bus_G04': True} | FALSE
t-1 | market | 0 | generator_prorata_no_offer_when_curtailed[W@3] | W@3 | {'dcopf': False, 'ieee_24bus_G04': True} | FALSE
t-1 | market | 0 | generator_prorata_no_offer_when_curtailed[W@5] | W@5 | {'dcopf': False, 'ieee_24bus_G04': True} | FALSE
t-1 | market | 0 | generator_prorata_no_offer_when_curtailed[W@7] | W@7 | {'dcopf': False, 'ieee_24bus_G04': True} | FALSE
t-1 | market | 0 | generation_prorata_curtailment_LB['W@1.1'] | W@1.1 | {'dcopf': False, 'ieee_24bus_G04': True} | FALSE
t-1 | market | 0 | generation_prorata_curtailment_LB['W@1.2'] | W@1.2 | {'dcopf': False, 'ieee_24bus_G04': True} | FALSE
t-1 | market | 0 | generation_prorata_curtailment_LB[W@2] | W@2 | {'dcopf': False, 'ieee_24bus_G04': True} | FALSE
t-1 | market | 0 | generation_prorata_curtailment_LB[W@3] | W@3 | {'dcopf': False, 'ieee_24bus_G04': True} | FALSE
t-1 | market | 0 | generation_prorata_curtailment_LB[W@5] | W@5 | {'dcopf': False, 'ieee_24bus_G04': True} | FALSE
t-1 | market | 0 | generation_prorata_curtailment_LB[W@7] | W@7 | {'dcopf': False, 'ieee_24bus_G04': True} | FALSE
t-1 | market | 0 | generation_prorata_curtailment_UB['W@1.1'] | W@1.1 | {'dcopf': False, 'ieee_24bus_G04': True} | FALSE
t-1 | market | 0 | generation_prorata_curtailment_UB['W@1.2'] | W@1.2 | {'dcopf': False, 'ieee_24bus_G04': True} | FALSE
t-1 | market | 0 | generation_prorata_curtailment_UB[W@2] | W@2 | {'dcopf': False, 'ieee_24bus_G04': True} | FALSE
t-1 | market | 0 | generation_prorata_curtailment_UB[W@3] | W@3 | {'dcopf': False, 'ieee_24bus_G04': True} | FALSE
t-1 | market | 0 | generation_prorata_curtailment_UB[W@5] | W@5 | {'dcopf': False, 'ieee_24bus_G04': True} | FALSE
t-1 | market | 0 | generation_prorata_curtailment_UB[W@7] | W@7 | {'dcopf': False, 'ieee_24bus_G04': True} | FALSE
t-1 | market | 0 | generation_prorata_curtailment_piecewise_logic_firm[G1] | G1 | {'dcopf': False, 'ieee_24bus_G04': True} | FALSE
t-1 | market | 0 | generation_prorata_curtailment_piecewise_logic_firm[G2] | G2 | {'dcopf': False, 'ieee_24bus_G04': True} | FALSE
t-1 | market | 0 | generation_prorata_curtailment_piecewise_logic_firm[G3] | G3 | {'dcopf': False, 'ieee_24bus_G04': True} | FALSE
t-1 | market | 0 | generation_prorata_curtailment_piecewise_logic_firm[G4] | G4 | {'dcopf': False, 'ieee_24bus_G04': True} | FALSE
t-1 | market | 0 | generation_prorata_curtailment_piecewise_logic_firm[G5] | G5 | {'dcopf': False, 'ieee_24bus_G04': True} | FALSE
t-1 | market | 0 | generation_prorata_curtailment_piecewise_logic_firm[G6] | G6 | {'dcopf': False, 'ieee_24bus_G04': True} | FALSE
t-1 | market | 0 | generation_prorata_curtailment_piecewise_logic_firm[G7] | G7 | {'dcopf': False, 'ieee_24bus_G04': True} | FALSE
t-1 | market | 0 | generation_prorata_curtailment_piecewise_logic_firm[G8] | G8 | {'dcopf': False, 'ieee_24bus_G04': True} | FALSE
t-1 | market | 0 | generation_prorata_curtailment_piecewise_logic_firm[G9] | G9 | {'dcopf': False, 'ieee_24bus_G04': True} | FALSE
t-1 | market | 0 | generation_prorata_curtailment_piecewise_logic_firm[G10] | G10 | {'dcopf': False, 'ieee_24bus_G04': True} | FALSE
t-1 | market | 0 | generation_prorata_curtailment_piecewise_logic_firm[G11] | G11 | {'dcopf': False, 'ieee_24bus_G04': True} | FALSE
t-1 | market | 0 | generation_prorata_curtailment_piecewise_logic_firm[G12] | G12 | {'dcopf': False, 'ieee_24bus_G04': True} | FALSE
t-1 | market | 0 | generation_prorata_curtailment_piecewise_logic_firm['W@1.1'] | W@1.1 | {'dcopf': False, 'ieee_24bus_G04': True} | FALSE
t-1 | market | 0 | generation_prorata_curtailment_piecewise_logic_firm['W@1.2'] | W@1.2 | {'dcopf': False, 'ieee_24bus_G04': True} | FALSE
t-1 | market | 0 | generation_prorata_curtailment_piecewise_logic_firm[W@2] | W@2 | {'dcopf': False, 'ieee_24bus_G04': True} | FALSE
t-1 | market | 0 | generation_prorata_curtailment_piecewise_logic_firm[W@3] | W@3 | {'dcopf': False, 'ieee_24bus_G04': True} | FALSE
t-1 | market | 0 | generation_prorata_curtailment_piecewise_logic_firm[W@5] | W@5 | {'dcopf': False, 'ieee_24bus_G04': True} | FALSE
t-1 | market | 0 | generation_prorata_curtailment_piecewise_logic_firm[W@7] | W@7 | {'dcopf': False, 'ieee_24bus_G04': True} | FALSE
t-1 | market | 0 | generation_prorata_curtailment_piecewise_logic_firm_UB[G1] | G1 | {'dcopf': False, 'ieee_24bus_G04': True} | FALSE
t-1 | market | 0 | generation_prorata_curtailment_piecewise_logic_firm_UB[G2] | G2 | {'dcopf': False, 'ieee_24bus_G04': True} | FALSE
t-1 | market | 0 | generation_prorata_curtailment_piecewise_logic_firm_UB[G3] | G3 | {'dcopf': False, 'ieee_24bus_G04': True} | FALSE
t-1 | market | 0 | generation_prorata_curtailment_piecewise_logic_firm_UB[G4] | G4 | {'dcopf': False, 'ieee_24bus_G04': True} | FALSE
t-1 | market | 0 | generation_prorata_curtailment_piecewise_logic_firm_UB[G5] | G5 | {'dcopf': False, 'ieee_24bus_G04': True} | FALSE
t-1 | market | 0 | generation_prorata_curtailment_piecewise_logic_firm_UB[G6] | G6 | {'dcopf': False, 'ieee_24bus_G04': True} | FALSE
t-1 | market | 0 | generation_prorata_curtailment_piecewise_logic_firm_UB[G7] | G7 | {'dcopf': False, 'ieee_24bus_G04': True} | FALSE
t-1 | market | 0 | generation_prorata_curtailment_piecewise_logic_firm_UB[G8] | G8 | {'dcopf': False, 'ieee_24bus_G04': True} | FALSE
t-1 | market | 0 | generation_prorata_curtailment_piecewise_logic_firm_UB[G9] | G9 | {'dcopf': False, 'ieee_24bus_G04': True} | FALSE
t-1 | market | 0 | generation_prorata_curtailment_piecewise_logic_firm_UB[G10] | G10 | {'dcopf': False, 'ieee_24bus_G04': True} | FALSE
t-1 | market | 0 | generation_prorata_curtailment_piecewise_logic_firm_UB[G11] | G11 | {'dcopf': False, 'ieee_24bus_G04': True} | FALSE
t-1 | market | 0 | generation_prorata_curtailment_piecewise_logic_firm_UB[G12] | G12 | {'dcopf': False, 'ieee_24bus_G04': True} | FALSE
t-1 | market | 0 | generation_prorata_curtailment_piecewise_logic_firm_UB['W@1.1'] | W@1.1 | {'dcopf': False, 'ieee_24bus_G04': True} | FALSE
t-1 | market | 0 | generation_prorata_curtailment_piecewise_logic_firm_UB['W@1.2'] | W@1.2 | {'dcopf': False, 'ieee_24bus_G04': True} | FALSE
t-1 | market | 0 | generation_prorata_curtailment_piecewise_logic_firm_UB[W@2] | W@2 | {'dcopf': False, 'ieee_24bus_G04': True} | FALSE
t-1 | market | 0 | generation_prorata_curtailment_piecewise_logic_firm_UB[W@3] | W@3 | {'dcopf': False, 'ieee_24bus_G04': True} | FALSE
t-1 | market | 0 | generation_prorata_curtailment_piecewise_logic_firm_UB[W@5] | W@5 | {'dcopf': False, 'ieee_24bus_G04': True} | FALSE
t-1 | market | 0 | generation_prorata_curtailment_piecewise_logic_firm_UB[W@7] | W@7 | {'dcopf': False, 'ieee_24bus_G04': True} | FALSE
t-1 | market | 0 | generation_prorata_curtailment_piecewise_logic_firm_zero[G1] | G1 | {'dcopf': False, 'ieee_24bus_G04': True} | FALSE
t-1 | market | 0 | generation_prorata_curtailment_piecewise_logic_firm_zero[G2] | G2 | {'dcopf': False, 'ieee_24bus_G04': True} | FALSE
t-1 | market | 0 | generation_prorata_curtailment_piecewise_logic_firm_zero[G3] | G3 | {'dcopf': False, 'ieee_24bus_G04': True} | FALSE
t-1 | market | 0 | generation_prorata_curtailment_piecewise_logic_firm_zero[G4] | G4 | {'dcopf': False, 'ieee_24bus_G04': True} | FALSE
t-1 | market | 0 | generation_prorata_curtailment_piecewise_logic_firm_zero[G5] | G5 | {'dcopf': False, 'ieee_24bus_G04': True} | FALSE
t-1 | market | 0 | generation_prorata_curtailment_piecewise_logic_firm_zero[G6] | G6 | {'dcopf': False, 'ieee_24bus_G04': True} | FALSE
t-1 | market | 0 | generation_prorata_curtailment_piecewise_logic_firm_zero[G7] | G7 | {'dcopf': False, 'ieee_24bus_G04': True} | FALSE
t-1 | market | 0 | generation_prorata_curtailment_piecewise_logic_firm_zero[G8] | G8 | {'dcopf': False, 'ieee_24bus_G04': True} | FALSE
t-1 | market | 0 | generation_prorata_curtailment_piecewise_logic_firm_zero[G9] | G9 | {'dcopf': False, 'ieee_24bus_G04': True} | FALSE
t-1 | market | 0 | generation_prorata_curtailment_piecewise_logic_firm_zero[G10] | G10 | {'dcopf': False, 'ieee_24bus_G04': True} | FALSE
t-1 | market | 0 | generation_prorata_curtailment_piecewise_logic_firm_zero[G11] | G11 | {'dcopf': False, 'ieee_24bus_G04': True} | FALSE
t-1 | market | 0 | generation_prorata_curtailment_piecewise_logic_firm_zero[G12] | G12 | {'dcopf': False, 'ieee_24bus_G04': True} | FALSE
t-1 | market | 0 | generation_prorata_curtailment_piecewise_logic_firm_zero['W@1.1'] | W@1.1 | {'dcopf': False, 'ieee_24bus_G04': True} | FALSE
t-1 | market | 0 | generation_prorata_curtailment_piecewise_logic_firm_zero['W@1.2'] | W@1.2 | {'dcopf': False, 'ieee_24bus_G04': True} | FALSE
t-1 | market | 0 | generation_prorata_curtailment_piecewise_logic_firm_zero[W@2] | W@2 | {'dcopf': False, 'ieee_24bus_G04': True} | FALSE
t-1 | market | 0 | generation_prorata_curtailment_piecewise_logic_firm_zero[W@3] | W@3 | {'dcopf': False, 'ieee_24bus_G04': True} | FALSE
t-1 | market | 0 | generation_prorata_curtailment_piecewise_logic_firm_zero[W@5] | W@5 | {'dcopf': False, 'ieee_24bus_G04': True} | FALSE
t-1 | market | 0 | generation_prorata_curtailment_piecewise_logic_firm_zero[W@7] | W@7 | {'dcopf': False, 'ieee_24bus_G04': True} | FALSE
t-1 | market | 0 | generator_prorata_curtailment_proportion_LB['W@1.1',South] | ('W@1.1', 'South') | {'dcopf': False, 'ieee_24bus_G04': True} | FALSE
t-1 | market | 0 | generator_prorata_curtailment_proportion_LB['W@1.1','13'] | ('W@1.1', '13') | {'dcopf': False, 'ieee_24bus_G04': True} | FALSE
t-1 | market | 0 | generator_prorata_curtailment_proportion_LB['W@1.2',South] | ('W@1.2', 'South') | {'dcopf': False, 'ieee_24bus_G04': True} | FALSE
t-1 | market | 0 | generator_prorata_curtailment_proportion_LB['W@1.2','13'] | ('W@1.2', '13') | {'dcopf': False, 'ieee_24bus_G04': True} | FALSE
t-1 | market | 0 | generator_prorata_curtailment_proportion_LB[W@2,South] | ('W@2', 'South') | {'dcopf': False, 'ieee_24bus_G04': True} | FALSE
t-1 | market | 0 | generator_prorata_curtailment_proportion_LB[W@2,'257'] | ('W@2', '257') | {'dcopf': False, 'ieee_24bus_G04': True} | FALSE
t-1 | market | 0 | generator_prorata_curtailment_proportion_LB[W@2,'2357'] | ('W@2', '2357') | {'dcopf': False, 'ieee_24bus_G04': True} | FALSE
t-1 | market | 0 | generator_prorata_curtailment_proportion_LB[W@3,South] | ('W@3', 'South') | {'dcopf': False, 'ieee_24bus_G04': True} | FALSE
t-1 | market | 0 | generator_prorata_curtailment_proportion_LB[W@3,'13'] | ('W@3', '13') | {'dcopf': False, 'ieee_24bus_G04': True} | FALSE
t-1 | market | 0 | generator_prorata_curtailment_proportion_LB[W@3,'2357'] | ('W@3', '2357') | {'dcopf': False, 'ieee_24bus_G04': True} | FALSE
t-1 | market | 0 | generator_prorata_curtailment_proportion_LB[W@5,South] | ('W@5', 'South') | {'dcopf': False, 'ieee_24bus_G04': True} | FALSE
t-1 | market | 0 | generator_prorata_curtailment_proportion_LB[W@5,'257'] | ('W@5', '257') | {'dcopf': False, 'ieee_24bus_G04': True} | FALSE
t-1 | market | 0 | generator_prorata_curtailment_proportion_LB[W@5,'2357'] | ('W@5', '2357') | {'dcopf': False, 'ieee_24bus_G04': True} | FALSE
t-1 | market | 0 | generator_prorata_curtailment_proportion_LB[W@7,South] | ('W@7', 'South') | {'dcopf': False, 'ieee_24bus_G04': True} | FALSE
t-1 | market | 0 | generator_prorata_curtailment_proportion_LB[W@7,'257'] | ('W@7', '257') | {'dcopf': False, 'ieee_24bus_G04': True} | FALSE
t-1 | market | 0 | generator_prorata_curtailment_proportion_LB[W@7,'2357'] | ('W@7', '2357') | {'dcopf': False, 'ieee_24bus_G04': True} | FALSE
t-1 | market | 0 | generator_prorata_curtailment_proportion_UB['W@1.1',South] | ('W@1.1', 'South') | {'dcopf': False, 'ieee_24bus_G04': True} | FALSE
t-1 | market | 0 | generator_prorata_curtailment_proportion_UB['W@1.1','13'] | ('W@1.1', '13') | {'dcopf': False, 'ieee_24bus_G04': True} | FALSE
t-1 | market | 0 | generator_prorata_curtailment_proportion_UB['W@1.2',South] | ('W@1.2', 'South') | {'dcopf': False, 'ieee_24bus_G04': True} | FALSE
t-1 | market | 0 | generator_prorata_curtailment_proportion_UB['W@1.2','13'] | ('W@1.2', '13') | {'dcopf': False, 'ieee_24bus_G04': True} | FALSE
t-1 | market | 0 | generator_prorata_curtailment_proportion_UB[W@2,South] | ('W@2', 'South') | {'dcopf': False, 'ieee_24bus_G04': True} | FALSE
t-1 | market | 0 | generator_prorata_curtailment_proportion_UB[W@2,'257'] | ('W@2', '257') | {'dcopf': False, 'ieee_24bus_G04': True} | FALSE
t-1 | market | 0 | generator_prorata_curtailment_proportion_UB[W@2,'2357'] | ('W@2', '2357') | {'dcopf': False, 'ieee_24bus_G04': True} | FALSE
t-1 | market | 0 | generator_prorata_curtailment_proportion_UB[W@3,South] | ('W@3', 'South') | {'dcopf': False, 'ieee_24bus_G04': True} | FALSE
t-1 | market | 0 | generator_prorata_curtailment_proportion_UB[W@3,'13'] | ('W@3', '13') | {'dcopf': False, 'ieee_24bus_G04': True} | FALSE
t-1 | market | 0 | generator_prorata_curtailment_proportion_UB[W@3,'2357'] | ('W@3', '2357') | {'dcopf': False, 'ieee_24bus_G04': True} | FALSE
t-1 | market | 0 | generator_prorata_curtailment_proportion_UB[W@5,South] | ('W@5', 'South') | {'dcopf': False, 'ieee_24bus_G04': True} | FALSE
t-1 | market | 0 | generator_prorata_curtailment_proportion_UB[W@5,'257'] | ('W@5', '257') | {'dcopf': False, 'ieee_24bus_G04': True} | FALSE
t-1 | market | 0 | generator_prorata_curtailment_proportion_UB[W@5,'2357'] | ('W@5', '2357') | {'dcopf': False, 'ieee_24bus_G04': True} | FALSE
t-1 | market | 0 | generator_prorata_curtailment_proportion_UB[W@7,South] | ('W@7', 'South') | {'dcopf': False, 'ieee_24bus_G04': True} | FALSE
t-1 | market | 0 | generator_prorata_curtailment_proportion_UB[W@7,'257'] | ('W@7', '257') | {'dcopf': False, 'ieee_24bus_G04': True} | FALSE
t-1 | market | 0 | generator_prorata_curtailment_proportion_UB[W@7,'2357'] | ('W@7', '2357') | {'dcopf': False, 'ieee_24bus_G04': True} | FALSE
t-1 | market | 0 | generator_prorata_group_active['W@1.1'] | W@1.1 | {'dcopf': False, 'ieee_24bus_G04': True} | FALSE
t-1 | market | 0 | generator_prorata_group_active['W@1.2'] | W@1.2 | {'dcopf': False, 'ieee_24bus_G04': True} | FALSE
t-1 | market | 0 | generator_prorata_group_active[W@2] | W@2 | {'dcopf': False, 'ieee_24bus_G04': True} | FALSE
t-1 | market | 0 | generator_prorata_group_active[W@3] | W@3 | {'dcopf': False, 'ieee_24bus_G04': True} | FALSE
t-1 | market | 0 | generator_prorata_group_active[W@5] | W@5 | {'dcopf': False, 'ieee_24bus_G04': True} | FALSE
t-1 | market | 0 | generator_prorata_group_active[W@7] | W@7 | {'dcopf': False, 'ieee_24bus_G04': True} | FALSE
t-1 | market | 1 | demand_real_power_constraint[D1] | D1 | {'common': True, 'ieee_24bus_G04': True} | TRUE | 0 | 0 | 0 | 0 | {'demand_real_power_met[D1]': 0.47500000000000003, 'demand_proportion_real_power_met[D1]': 1.0}
t-1 | market | 1 | demand_real_power_constraint[D2] | D2 | {'common': True, 'ieee_24bus_G04': True} | TRUE | 0 | 0 | 0 | 0 | {'demand_real_power_met[D2]': 0.425, 'demand_proportion_real_power_met[D2]': 1.0}
t-1 | market | 1 | demand_real_power_constraint[D3] | D3 | {'common': True, 'ieee_24bus_G04': True} | TRUE | 0 | 0 | 0 | 0 | {'demand_real_power_met[D3]': 0.8, 'demand_proportion_real_power_met[D3]': 1.0}
t-1 | market | 1 | demand_real_power_constraint[D4] | D4 | {'common': True, 'ieee_24bus_G04': True} | TRUE | 0 | 0 | 0 | 0 | {'demand_real_power_met[D4]': 0.325, 'demand_proportion_real_power_met[D4]': 1.0}
t-1 | market | 1 | demand_real_power_constraint[D5] | D5 | {'common': True, 'ieee_24bus_G04': True} | TRUE | 0 | 0 | 0 | 0 | {'demand_real_power_met[D5]': 0.325, 'demand_proportion_real_power_met[D5]': 1.0}
t-1 | market | 1 | demand_real_power_constraint[D6] | D6 | {'common': True, 'ieee_24bus_G04': True} | TRUE | 0 | 0 | 0 | 0 | {'demand_real_power_met[D6]': 0.6, 'demand_proportion_real_power_met[D6]': 1.0}
t-1 | market | 1 | demand_real_power_constraint[D7] | D7 | {'common': True, 'ieee_24bus_G04': True} | TRUE | 0 | 0 | 0 | 0 | {'demand_real_power_met[D7]': 0.55, 'demand_proportion_real_power_met[D7]': 1.0}
t-1 | market | 1 | demand_real_power_constraint[D8] | D8 | {'common': True, 'ieee_24bus_G04': True} | TRUE | 0 | 0 | 0 | 0 | {'demand_real_power_met[D8]': 0.75, 'demand_proportion_real_power_met[D8]': 1.0}
t-1 | market | 1 | demand_real_power_constraint[D9] | D9 | {'common': True, 'ieee_24bus_G04': True} | TRUE | 0 | 0 | 0 | 0 | {'demand_real_power_met[D9]': 0.775, 'demand_proportion_real_power_met[D9]': 1.0}
t-1 | market | 1 | demand_real_power_constraint[D10] | D10 | {'common': True, 'ieee_24bus_G04': True} | TRUE | 0 | 0 | 0 | 0 | {'demand_real_power_met[D10]': 0.85, 'demand_proportion_real_power_met[D10]': 1.0}
t-1 | market | 1 | demand_real_power_constraint[D11] | D11 | {'common': True, 'ieee_24bus_G04': True} | TRUE | 4.4409e-16 | 0 | 0 | -4.4409e-16 | {'demand_real_power_met[D11]': 3.35, 'demand_proportion_real_power_met[D11]': 0.9999999999999999}
t-1 | market | 1 | demand_real_power_constraint[D12] | D12 | {'common': True, 'ieee_24bus_G04': True} | TRUE | 0 | 0 | 0 | 0 | {'demand_real_power_met[D12]': 2.45, 'demand_proportion_real_power_met[D12]': 1.0}
t-1 | market | 1 | demand_real_power_constraint[D13] | D13 | {'common': True, 'ieee_24bus_G04': True} | TRUE | 0 | 0 | 0 | 0 | {'demand_real_power_met[D13]': 4.0, 'demand_proportion_real_power_met[D13]': 1.0}
t-1 | market | 1 | demand_real_power_constraint[D14] | D14 | {'common': True, 'ieee_24bus_G04': True} | TRUE | 0 | 0 | 0 | 0 | {'demand_real_power_met[D14]': 1.25, 'demand_proportion_real_power_met[D14]': 1.0}
t-1 | market | 1 | demand_real_power_constraint[D15] | D15 | {'common': True, 'ieee_24bus_G04': True} | TRUE | 0 | 0 | 0 | 0 | {'demand_real_power_met[D15]': 4.2, 'demand_proportion_real_power_met[D15]': 1.0}
t-1 | market | 1 | demand_real_power_constraint[D16] | D16 | {'common': True, 'ieee_24bus_G04': True} | TRUE | 0 | 0 | 0 | 0 | {'demand_real_power_met[D16]': 2.25, 'demand_proportion_real_power_met[D16]': 1.0}
t-1 | market | 1 | demand_real_power_constraint[D17] | D17 | {'common': True, 'ieee_24bus_G04': True} | TRUE | 0 | 0 | 0 | 0 | {'demand_real_power_met[D17]': 1.625, 'demand_proportion_real_power_met[D17]': 1.0}
t-1 | market | 1 | interconnector_total_imports |  | {'common': True, 'ieee_24bus_G04': True} | TRUE | 0 | 0 | 0 | 0 | {'interconnector_real_power_total_imports': 0.0}
t-1 | market | 1 | interconnector_total_exports |  | {'common': True, 'ieee_24bus_G04': True} | TRUE | 0 | 0 | 0 | 0 | {'interconnector_real_power_total_exports': 0.0}
t-1 | market | 1 | generation_UC_real_power_LB[G1] | G1 | {'common': True, 'ieee_24bus_G04': True} | TRUE | 0 |  | 0 | 0 | {'generator_commitment[G1]': 0.0, 'generator_real_power_out[G1]': 0.0}
t-1 | market | 1 | generation_UC_real_power_LB[G2] | G2 | {'common': True, 'ieee_24bus_G04': True} | TRUE | 0 |  | 0 | 0 | {'generator_commitment[G2]': 0.0, 'generator_real_power_out[G2]': 0.0}
t-1 | market | 1 | generation_UC_real_power_LB[G3] | G3 | {'common': True, 'ieee_24bus_G04': True} | TRUE | 0 |  | 0 | 0 | {'generator_commitment[G3]': 0.0, 'generator_real_power_out[G3]': 0.0}
t-1 | market | 1 | generation_UC_real_power_LB[G4] | G4 | {'common': True, 'ieee_24bus_G04': True} | TRUE | 0 |  | 0 | 0 | {'generator_commitment[G4]': 0.0, 'generator_real_power_out[G4]': 0.0}
t-1 | market | 1 | generation_UC_real_power_LB[G5] | G5 | {'common': True, 'ieee_24bus_G04': True} | TRUE | 0 |  | 0 | 0 | {'generator_commitment[G5]': 0.0, 'generator_real_power_out[G5]': 0.0}
t-1 | market | 1 | generation_UC_real_power_LB[G6] | G6 | {'common': True, 'ieee_24bus_G04': True} | TRUE | 0 |  | 0 | 0 | {'generator_commitment[G6]': 0.0, 'generator_real_power_out[G6]': 0.0}
t-1 | market | 1 | generation_UC_real_power_LB[G7] | G7 | {'common': True, 'ieee_24bus_G04': True} | TRUE | 0 |  | 0 | 0 | {'generator_commitment[G7]': 0.0, 'generator_real_power_out[G7]': 0.0}
t-1 | market | 1 | generation_UC_real_power_LB[G8] | G8 | {'common': True, 'ieee_24bus_G04': True} | TRUE | -2 |  | 0 | 2 | {'generator_commitment[G8]': 1.0, 'generator_real_power_out[G8]': 3.0}
t-1 | market | 1 | generation_UC_real_power_LB[G9] | G9 | {'common': True, 'ieee_24bus_G04': True} | TRUE | -3 |  | 0 | 3 | {'generator_commitment[G9]': 1.0, 'generator_real_power_out[G9]': 4.0}
t-1 | market | 1 | generation_UC_real_power_LB[G10] | G10 | {'common': True, 'ieee_24bus_G04': True} | TRUE | 0 |  | 0 | 0 | {'generator_commitment[G10]': 0.0, 'generator_real_power_out[G10]': 0.0}
t-1 | market | 1 | generation_UC_real_power_LB[G11] | G11 | {'common': True, 'ieee_24bus_G04': True} | TRUE | 0 |  | 0 | 0 | {'generator_commitment[G11]': 0.0, 'generator_real_power_out[G11]': 0.0}
t-1 | market | 1 | generation_UC_real_power_LB[G12] | G12 | {'common': True, 'ieee_24bus_G04': True} | TRUE | 0 |  | 0 | 0 | {'generator_commitment[G12]': 0.0, 'generator_real_power_out[G12]': 0.0}
t-1 | market | 1 | generation_UC_real_power_LB['W@1.1'] | W@1.1 | {'common': True, 'ieee_24bus_G04': True} | TRUE | -3 |  | 0 | 3 | {"generator_commitment['W@1.1']": 1.0, "generator_real_power_out['W@1.1']": 3.0}
t-1 | market | 1 | generation_UC_real_power_LB['W@1.2'] | W@1.2 | {'common': True, 'ieee_24bus_G04': True} | TRUE | -3 |  | 0 | 3 | {"generator_commitment['W@1.2']": 1.0, "generator_real_power_out['W@1.2']": 3.0}
t-1 | market | 1 | generation_UC_real_power_LB[W@2] | W@2 | {'common': True, 'ieee_24bus_G04': True} | TRUE | -3 |  | 0 | 3 | {'generator_commitment[W@2]': 1.0, 'generator_real_power_out[W@2]': 3.0}
t-1 | market | 1 | generation_UC_real_power_LB[W@3] | W@3 | {'common': True, 'ieee_24bus_G04': True} | TRUE | -3 |  | 0 | 3 | {'generator_commitment[W@3]': 1.0, 'generator_real_power_out[W@3]': 3.0}
t-1 | market | 1 | generation_UC_real_power_LB[W@5] | W@5 | {'common': True, 'ieee_24bus_G04': True} | TRUE | -3 |  | 0 | 3 | {'generator_commitment[W@5]': 1.0, 'generator_real_power_out[W@5]': 3.0}
t-1 | market | 1 | generation_UC_real_power_LB[W@7] | W@7 | {'common': True, 'ieee_24bus_G04': True} | TRUE | -3 |  | 0 | 3 | {'generator_commitment[W@7]': 1.0, 'generator_real_power_out[W@7]': 3.0}
t-1 | market | 1 | generation_UC_real_power_UB[G1] | G1 | {'common': True, 'ieee_24bus_G04': True} | TRUE | 0 |  | 0 | 0 | {'generator_real_power_out[G1]': 0.0, 'generator_commitment[G1]': 0.0}
t-1 | market | 1 | generation_UC_real_power_UB[G2] | G2 | {'common': True, 'ieee_24bus_G04': True} | TRUE | 0 |  | 0 | 0 | {'generator_real_power_out[G2]': 0.0, 'generator_commitment[G2]': 0.0}
t-1 | market | 1 | generation_UC_real_power_UB[G3] | G3 | {'common': True, 'ieee_24bus_G04': True} | TRUE | 0 |  | 0 | 0 | {'generator_real_power_out[G3]': 0.0, 'generator_commitment[G3]': 0.0}
t-1 | market | 1 | generation_UC_real_power_UB[G4] | G4 | {'common': True, 'ieee_24bus_G04': True} | TRUE | 0 |  | 0 | 0 | {'generator_real_power_out[G4]': 0.0, 'generator_commitment[G4]': 0.0}
t-1 | market | 1 | generation_UC_real_power_UB[G5] | G5 | {'common': True, 'ieee_24bus_G04': True} | TRUE | 0 |  | 0 | 0 | {'generator_real_power_out[G5]': 0.0, 'generator_commitment[G5]': 0.0}
t-1 | market | 1 | generation_UC_real_power_UB[G6] | G6 | {'common': True, 'ieee_24bus_G04': True} | TRUE | 0 |  | 0 | 0 | {'generator_real_power_out[G6]': 0.0, 'generator_commitment[G6]': 0.0}
t-1 | market | 1 | generation_UC_real_power_UB[G7] | G7 | {'common': True, 'ieee_24bus_G04': True} | TRUE | 0 |  | 0 | 0 | {'generator_real_power_out[G7]': 0.0, 'generator_commitment[G7]': 0.0}
t-1 | market | 1 | generation_UC_real_power_UB[G8] | G8 | {'common': True, 'ieee_24bus_G04': True} | TRUE | -1 |  | 0 | 1 | {'generator_real_power_out[G8]': 3.0, 'generator_commitment[G8]': 1.0}
t-1 | market | 1 | generation_UC_real_power_UB[G9] | G9 | {'common': True, 'ieee_24bus_G04': True} | TRUE | 0 |  | 0 | 0 | {'generator_real_power_out[G9]': 4.0, 'generator_commitment[G9]': 1.0}
t-1 | market | 1 | generation_UC_real_power_UB[G10] | G10 | {'common': True, 'ieee_24bus_G04': True} | TRUE | 0 |  | 0 | 0 | {'generator_real_power_out[G10]': 0.0, 'generator_commitment[G10]': 0.0}
t-1 | market | 1 | generation_UC_real_power_UB[G11] | G11 | {'common': True, 'ieee_24bus_G04': True} | TRUE | 0 |  | 0 | 0 | {'generator_real_power_out[G11]': 0.0, 'generator_commitment[G11]': 0.0}
t-1 | market | 1 | generation_UC_real_power_UB[G12] | G12 | {'common': True, 'ieee_24bus_G04': True} | TRUE | 0 |  | 0 | 0 | {'generator_real_power_out[G12]': 0.0, 'generator_commitment[G12]': 0.0}
t-1 | market | 1 | generation_UC_real_power_UB['W@1.1'] | W@1.1 | {'common': True, 'ieee_24bus_G04': True} | TRUE | 0 |  | 0 | 0 | {"generator_real_power_out['W@1.1']": 3.0, "generator_commitment['W@1.1']": 1.0}
t-1 | market | 1 | generation_UC_real_power_UB['W@1.2'] | W@1.2 | {'common': True, 'ieee_24bus_G04': True} | TRUE | 0 |  | 0 | 0 | {"generator_real_power_out['W@1.2']": 3.0, "generator_commitment['W@1.2']": 1.0}
t-1 | market | 1 | generation_UC_real_power_UB[W@2] | W@2 | {'common': True, 'ieee_24bus_G04': True} | TRUE | 0 |  | 0 | 0 | {'generator_real_power_out[W@2]': 3.0, 'generator_commitment[W@2]': 1.0}
t-1 | market | 1 | generation_UC_real_power_UB[W@3] | W@3 | {'common': True, 'ieee_24bus_G04': True} | TRUE | 0 |  | 0 | 0 | {'generator_real_power_out[W@3]': 3.0, 'generator_commitment[W@3]': 1.0}
t-1 | market | 1 | generation_UC_real_power_UB[W@5] | W@5 | {'common': True, 'ieee_24bus_G04': True} | TRUE | 0 |  | 0 | 0 | {'generator_real_power_out[W@5]': 3.0, 'generator_commitment[W@5]': 1.0}
t-1 | market | 1 | generation_UC_real_power_UB[W@7] | W@7 | {'common': True, 'ieee_24bus_G04': True} | TRUE | 0 |  | 0 | 0 | {'generator_real_power_out[W@7]': 3.0, 'generator_commitment[W@7]': 1.0}
t-1 | market | 1 | KCL_Copper_constraint |  | {'copper_market': True, 'ieee_24bus_G04': True} | TRUE | 0 | 0 | 0 | 0 | {'generator_real_power_out[G1]': 0.0, 'generator_real_power_out[G2]': 0.0, 'generator_real_power_out[G3]': 0.0, 'generator_real_power_out[G4]': 0.0, 'generator_real_power_out[G5]': 0.0, 'generator_real_power_out[G6]': 0.0, 'generator_real_power_out[G7]': 0.0, 'generator_real_power_out[G8]': 3.0, 'generator_real_power_out[G9]': 4.0, 'generator_real_power_out[G10]': 0.0, 'generator_real_power_out[G11]': 0.0, 'generator_real_power_out[G12]': 0.0, "generator_real_power_out['W@1.1']": 3.0, "generator_real_power_out['W@1.2']": 3.0, 'generator_real_power_out[W@2]': 3.0, 'generator_real_power_out[W@3]': 3.0, 'generator_real_power_out[W@5]': 3.0, 'generator_real_power_out[W@7]': 3.0, 'demand_real_power_met[D1]': 0.47500000000000003, 'demand_real_power_met[D2]': 0.425, 'demand_real_power_met[D3]': 0.8, 'demand_real_power_met[D4]': 0.325, 'demand_real_power_met[D5]': 0.325, 'demand_real_power_met[D6]': 0.6, 'demand_real_power_met[D7]': 0.55, 'demand_real_power_met[D8]': 0.75, 'demand_real_power_met[D9]': 0.775, 'demand_real_power_met[D10]': 0.85, 'demand_real_power_met[D11]': 3.35, 'demand_real_power_met[D12]': 2.45, 'demand_real_power_met[D13]': 4.0, 'demand_real_power_met[D14]': 1.25, 'demand_real_power_met[D15]': 4.2, 'demand_real_power_met[D16]': 2.25, 'demand_real_power_met[D17]': 1.625}
t-1 | market | 1 | KCL_DCOPF_constraint['11'] | 11 | {'dcopf': False, 'ieee_24bus_G04': True} | FALSE
t-1 | market | 1 | KCL_DCOPF_constraint['15'] | 15 | {'dcopf': False, 'ieee_24bus_G04': True} | FALSE
t-1 | market | 1 | KCL_DCOPF_constraint['1'] | 1 | {'dcopf': False, 'ieee_24bus_G04': True} | FALSE
t-1 | market | 1 | KCL_DCOPF_constraint['9'] | 9 | {'dcopf': False, 'ieee_24bus_G04': True} | FALSE
t-1 | market | 1 | KCL_DCOPF_constraint['24'] | 24 | {'dcopf': False, 'ieee_24bus_G04': True} | FALSE
t-1 | market | 1 | KCL_DCOPF_constraint['4'] | 4 | {'dcopf': False, 'ieee_24bus_G04': True} | FALSE
t-1 | market | 1 | KCL_DCOPF_constraint['3'] | 3 | {'dcopf': False, 'ieee_24bus_G04': True} | FALSE
t-1 | market | 1 | KCL_DCOPF_constraint['16'] | 16 | {'dcopf': False, 'ieee_24bus_G04': True} | FALSE
t-1 | market | 1 | KCL_DCOPF_constraint['7'] | 7 | {'dcopf': False, 'ieee_24bus_G04': True} | FALSE
t-1 | market | 1 | KCL_DCOPF_constraint['10'] | 10 | {'dcopf': False, 'ieee_24bus_G04': True} | FALSE
t-1 | market | 1 | KCL_DCOPF_constraint['20'] | 20 | {'dcopf': False, 'ieee_24bus_G04': True} | FALSE
t-1 | market | 1 | KCL_DCOPF_constraint['18'] | 18 | {'dcopf': False, 'ieee_24bus_G04': True} | FALSE
t-1 | market | 1 | KCL_DCOPF_constraint['17'] | 17 | {'dcopf': False, 'ieee_24bus_G04': True} | FALSE
t-1 | market | 1 | KCL_DCOPF_constraint['14'] | 14 | {'dcopf': False, 'ieee_24bus_G04': True} | FALSE
t-1 | market | 1 | KCL_DCOPF_constraint['12'] | 12 | {'dcopf': False, 'ieee_24bus_G04': True} | FALSE
t-1 | market | 1 | KCL_DCOPF_constraint['19'] | 19 | {'dcopf': False, 'ieee_24bus_G04': True} | FALSE
t-1 | market | 1 | KCL_DCOPF_constraint['6'] | 6 | {'dcopf': False, 'ieee_24bus_G04': True} | FALSE
t-1 | market | 1 | KCL_DCOPF_constraint['22'] | 22 | {'dcopf': False, 'ieee_24bus_G04': True} | FALSE
t-1 | market | 1 | KCL_DCOPF_constraint['21'] | 21 | {'dcopf': False, 'ieee_24bus_G04': True} | FALSE
t-1 | market | 1 | KCL_DCOPF_constraint['23'] | 23 | {'dcopf': False, 'ieee_24bus_G04': True} | FALSE
t-1 | market | 1 | KCL_DCOPF_constraint['2'] | 2 | {'dcopf': False, 'ieee_24bus_G04': True} | FALSE
t-1 | market | 1 | KCL_DCOPF_constraint['13'] | 13 | {'dcopf': False, 'ieee_24bus_G04': True} | FALSE
t-1 | market | 1 | KCL_DCOPF_constraint['5'] | 5 | {'dcopf': False, 'ieee_24bus_G04': True} | FALSE
t-1 | market | 1 | KCL_DCOPF_constraint['8'] | 8 | {'dcopf': False, 'ieee_24bus_G04': True} | FALSE
t-1 | market | 1 | branch_KVL_DCOPF[L1-12] | L1-12 | {'dcopf': False, 'ieee_24bus_G04': True} | FALSE
t-1 | market | 1 | branch_KVL_DCOPF[L2-13] | L2-13 | {'dcopf': False, 'ieee_24bus_G04': True} | FALSE
t-1 | market | 1 | branch_KVL_DCOPF[L3-15] | L3-15 | {'dcopf': False, 'ieee_24bus_G04': True} | FALSE
t-1 | market | 1 | branch_KVL_DCOPF[L4-24] | L4-24 | {'dcopf': False, 'ieee_24bus_G04': True} | FALSE
t-1 | market | 1 | branch_KVL_DCOPF[L5-26] | L5-26 | {'dcopf': False, 'ieee_24bus_G04': True} | FALSE
t-1 | market | 1 | branch_KVL_DCOPF[L6-39] | L6-39 | {'dcopf': False, 'ieee_24bus_G04': True} | FALSE
t-1 | market | 1 | branch_KVL_DCOPF[L7-49] | L7-49 | {'dcopf': False, 'ieee_24bus_G04': True} | FALSE
t-1 | market | 1 | branch_KVL_DCOPF[L8-510] | L8-510 | {'dcopf': False, 'ieee_24bus_G04': True} | FALSE
t-1 | market | 1 | branch_KVL_DCOPF[L9-610] | L9-610 | {'dcopf': False, 'ieee_24bus_G04': True} | FALSE
t-1 | market | 1 | branch_KVL_DCOPF[L10-78] | L10-78 | {'dcopf': False, 'ieee_24bus_G04': True} | FALSE
t-1 | market | 1 | branch_KVL_DCOPF[L11-89] | L11-89 | {'dcopf': False, 'ieee_24bus_G04': True} | FALSE
t-1 | market | 1 | branch_KVL_DCOPF[L12-810] | L12-810 | {'dcopf': False, 'ieee_24bus_G04': True} | FALSE
t-1 | market | 1 | branch_KVL_DCOPF[L13-1113] | L13-1113 | {'dcopf': False, 'ieee_24bus_G04': True} | FALSE
t-1 | market | 1 | branch_KVL_DCOPF[L14-1114] | L14-1114 | {'dcopf': False, 'ieee_24bus_G04': True} | FALSE
t-1 | market | 1 | branch_KVL_DCOPF[L15-1213] | L15-1213 | {'dcopf': False, 'ieee_24bus_G04': True} | FALSE
t-1 | market | 1 | branch_KVL_DCOPF[L16-1223] | L16-1223 | {'dcopf': False, 'ieee_24bus_G04': True} | FALSE
t-1 | market | 1 | branch_KVL_DCOPF[L17-1323] | L17-1323 | {'dcopf': False, 'ieee_24bus_G04': True} | FALSE
t-1 | market | 1 | branch_KVL_DCOPF[L18-1416] | L18-1416 | {'dcopf': False, 'ieee_24bus_G04': True} | FALSE
t-1 | market | 1 | branch_KVL_DCOPF[L19-1516] | L19-1516 | {'dcopf': False, 'ieee_24bus_G04': True} | FALSE
t-1 | market | 1 | branch_KVL_DCOPF[L20-1521] | L20-1521 | {'dcopf': False, 'ieee_24bus_G04': True} | FALSE
t-1 | market | 1 | branch_KVL_DCOPF[L21-1521] | L21-1521 | {'dcopf': False, 'ieee_24bus_G04': True} | FALSE
t-1 | market | 1 | branch_KVL_DCOPF[L22-1524] | L22-1524 | {'dcopf': False, 'ieee_24bus_G04': True} | FALSE
t-1 | market | 1 | branch_KVL_DCOPF[L23-1617] | L23-1617 | {'dcopf': False, 'ieee_24bus_G04': True} | FALSE
t-1 | market | 1 | branch_KVL_DCOPF[L24-1619] | L24-1619 | {'dcopf': False, 'ieee_24bus_G04': True} | FALSE
t-1 | market | 1 | branch_KVL_DCOPF[L25-1718] | L25-1718 | {'dcopf': False, 'ieee_24bus_G04': True} | FALSE
t-1 | market | 1 | branch_KVL_DCOPF[L26-1722] | L26-1722 | {'dcopf': False, 'ieee_24bus_G04': True} | FALSE
t-1 | market | 1 | branch_KVL_DCOPF[L27-1821] | L27-1821 | {'dcopf': False, 'ieee_24bus_G04': True} | FALSE
t-1 | market | 1 | branch_KVL_DCOPF[L28-1821] | L28-1821 | {'dcopf': False, 'ieee_24bus_G04': True} | FALSE
t-1 | market | 1 | branch_KVL_DCOPF[L29-1920] | L29-1920 | {'dcopf': False, 'ieee_24bus_G04': True} | FALSE
t-1 | market | 1 | branch_KVL_DCOPF[L30-1920] | L30-1920 | {'dcopf': False, 'ieee_24bus_G04': True} | FALSE
t-1 | market | 1 | branch_KVL_DCOPF[L31-2023] | L31-2023 | {'dcopf': False, 'ieee_24bus_G04': True} | FALSE
t-1 | market | 1 | branch_KVL_DCOPF[L32-2023] | L32-2023 | {'dcopf': False, 'ieee_24bus_G04': True} | FALSE
t-1 | market | 1 | branch_KVL_DCOPF[L33-2122] | L33-2122 | {'dcopf': False, 'ieee_24bus_G04': True} | FALSE
t-1 | market | 1 | branch_voltage_angle[L1-12] | L1-12 | {'dcopf': False, 'ieee_24bus_G04': True} | FALSE
t-1 | market | 1 | branch_voltage_angle[L2-13] | L2-13 | {'dcopf': False, 'ieee_24bus_G04': True} | FALSE
t-1 | market | 1 | branch_voltage_angle[L3-15] | L3-15 | {'dcopf': False, 'ieee_24bus_G04': True} | FALSE
t-1 | market | 1 | branch_voltage_angle[L4-24] | L4-24 | {'dcopf': False, 'ieee_24bus_G04': True} | FALSE
t-1 | market | 1 | branch_voltage_angle[L5-26] | L5-26 | {'dcopf': False, 'ieee_24bus_G04': True} | FALSE
t-1 | market | 1 | branch_voltage_angle[L6-39] | L6-39 | {'dcopf': False, 'ieee_24bus_G04': True} | FALSE
t-1 | market | 1 | branch_voltage_angle[L7-49] | L7-49 | {'dcopf': False, 'ieee_24bus_G04': True} | FALSE
t-1 | market | 1 | branch_voltage_angle[L8-510] | L8-510 | {'dcopf': False, 'ieee_24bus_G04': True} | FALSE
t-1 | market | 1 | branch_voltage_angle[L9-610] | L9-610 | {'dcopf': False, 'ieee_24bus_G04': True} | FALSE
t-1 | market | 1 | branch_voltage_angle[L10-78] | L10-78 | {'dcopf': False, 'ieee_24bus_G04': True} | FALSE
t-1 | market | 1 | branch_voltage_angle[L11-89] | L11-89 | {'dcopf': False, 'ieee_24bus_G04': True} | FALSE
t-1 | market | 1 | branch_voltage_angle[L12-810] | L12-810 | {'dcopf': False, 'ieee_24bus_G04': True} | FALSE
t-1 | market | 1 | branch_voltage_angle[L13-1113] | L13-1113 | {'dcopf': False, 'ieee_24bus_G04': True} | FALSE
t-1 | market | 1 | branch_voltage_angle[L14-1114] | L14-1114 | {'dcopf': False, 'ieee_24bus_G04': True} | FALSE
t-1 | market | 1 | branch_voltage_angle[L15-1213] | L15-1213 | {'dcopf': False, 'ieee_24bus_G04': True} | FALSE
t-1 | market | 1 | branch_voltage_angle[L16-1223] | L16-1223 | {'dcopf': False, 'ieee_24bus_G04': True} | FALSE
t-1 | market | 1 | branch_voltage_angle[L17-1323] | L17-1323 | {'dcopf': False, 'ieee_24bus_G04': True} | FALSE
t-1 | market | 1 | branch_voltage_angle[L18-1416] | L18-1416 | {'dcopf': False, 'ieee_24bus_G04': True} | FALSE
t-1 | market | 1 | branch_voltage_angle[L19-1516] | L19-1516 | {'dcopf': False, 'ieee_24bus_G04': True} | FALSE
t-1 | market | 1 | branch_voltage_angle[L20-1521] | L20-1521 | {'dcopf': False, 'ieee_24bus_G04': True} | FALSE
t-1 | market | 1 | branch_voltage_angle[L21-1521] | L21-1521 | {'dcopf': False, 'ieee_24bus_G04': True} | FALSE
t-1 | market | 1 | branch_voltage_angle[L22-1524] | L22-1524 | {'dcopf': False, 'ieee_24bus_G04': True} | FALSE
t-1 | market | 1 | branch_voltage_angle[L23-1617] | L23-1617 | {'dcopf': False, 'ieee_24bus_G04': True} | FALSE
t-1 | market | 1 | branch_voltage_angle[L24-1619] | L24-1619 | {'dcopf': False, 'ieee_24bus_G04': True} | FALSE
t-1 | market | 1 | branch_voltage_angle[L25-1718] | L25-1718 | {'dcopf': False, 'ieee_24bus_G04': True} | FALSE
t-1 | market | 1 | branch_voltage_angle[L26-1722] | L26-1722 | {'dcopf': False, 'ieee_24bus_G04': True} | FALSE
t-1 | market | 1 | branch_voltage_angle[L27-1821] | L27-1821 | {'dcopf': False, 'ieee_24bus_G04': True} | FALSE
t-1 | market | 1 | branch_voltage_angle[L28-1821] | L28-1821 | {'dcopf': False, 'ieee_24bus_G04': True} | FALSE
t-1 | market | 1 | branch_voltage_angle[L29-1920] | L29-1920 | {'dcopf': False, 'ieee_24bus_G04': True} | FALSE
t-1 | market | 1 | branch_voltage_angle[L30-1920] | L30-1920 | {'dcopf': False, 'ieee_24bus_G04': True} | FALSE
t-1 | market | 1 | branch_voltage_angle[L31-2023] | L31-2023 | {'dcopf': False, 'ieee_24bus_G04': True} | FALSE
t-1 | market | 1 | branch_voltage_angle[L32-2023] | L32-2023 | {'dcopf': False, 'ieee_24bus_G04': True} | FALSE
t-1 | market | 1 | branch_voltage_angle[L33-2122] | L33-2122 | {'dcopf': False, 'ieee_24bus_G04': True} | FALSE
t-1 | market | 1 | transformer_2W_KVL_DCOPF[T1-324] | T1-324 | {'dcopf': False, 'ieee_24bus_G04': True} | FALSE
t-1 | market | 1 | transformer_2W_KVL_DCOPF[T2-911] | T2-911 | {'dcopf': False, 'ieee_24bus_G04': True} | FALSE
t-1 | market | 1 | transformer_2W_KVL_DCOPF[T3-912] | T3-912 | {'dcopf': False, 'ieee_24bus_G04': True} | FALSE
t-1 | market | 1 | transformer_2W_KVL_DCOPF[T4-1011] | T4-1011 | {'dcopf': False, 'ieee_24bus_G04': True} | FALSE
t-1 | market | 1 | transformer_2W_KVL_DCOPF[T5-1012] | T5-1012 | {'dcopf': False, 'ieee_24bus_G04': True} | FALSE
t-1 | market | 1 | transformer_2W_voltage_angle[T1-324] | T1-324 | {'dcopf': False, 'ieee_24bus_G04': True} | FALSE
t-1 | market | 1 | transformer_2W_voltage_angle[T2-911] | T2-911 | {'dcopf': False, 'ieee_24bus_G04': True} | FALSE
t-1 | market | 1 | transformer_2W_voltage_angle[T3-912] | T3-912 | {'dcopf': False, 'ieee_24bus_G04': True} | FALSE
t-1 | market | 1 | transformer_2W_voltage_angle[T4-1011] | T4-1011 | {'dcopf': False, 'ieee_24bus_G04': True} | FALSE
t-1 | market | 1 | transformer_2W_voltage_angle[T5-1012] | T5-1012 | {'dcopf': False, 'ieee_24bus_G04': True} | FALSE
t-1 | market | 1 | voltage_ref_bus['13'] | 13 | {'dcopf': False, 'ieee_24bus_G04': True} | FALSE
t-1 | market | 1 | branch_real_power_flow_UB[L1-12] | L1-12 | {'dcopf': False, 'ieee_24bus_G04': True} | FALSE
t-1 | market | 1 | branch_real_power_flow_UB[L2-13] | L2-13 | {'dcopf': False, 'ieee_24bus_G04': True} | FALSE
t-1 | market | 1 | branch_real_power_flow_UB[L3-15] | L3-15 | {'dcopf': False, 'ieee_24bus_G04': True} | FALSE
t-1 | market | 1 | branch_real_power_flow_UB[L4-24] | L4-24 | {'dcopf': False, 'ieee_24bus_G04': True} | FALSE
t-1 | market | 1 | branch_real_power_flow_UB[L5-26] | L5-26 | {'dcopf': False, 'ieee_24bus_G04': True} | FALSE
t-1 | market | 1 | branch_real_power_flow_UB[L6-39] | L6-39 | {'dcopf': False, 'ieee_24bus_G04': True} | FALSE
t-1 | market | 1 | branch_real_power_flow_UB[L7-49] | L7-49 | {'dcopf': False, 'ieee_24bus_G04': True} | FALSE
t-1 | market | 1 | branch_real_power_flow_UB[L8-510] | L8-510 | {'dcopf': False, 'ieee_24bus_G04': True} | FALSE
t-1 | market | 1 | branch_real_power_flow_UB[L9-610] | L9-610 | {'dcopf': False, 'ieee_24bus_G04': True} | FALSE
t-1 | market | 1 | branch_real_power_flow_UB[L10-78] | L10-78 | {'dcopf': False, 'ieee_24bus_G04': True} | FALSE
t-1 | market | 1 | branch_real_power_flow_UB[L11-89] | L11-89 | {'dcopf': False, 'ieee_24bus_G04': True} | FALSE
t-1 | market | 1 | branch_real_power_flow_UB[L12-810] | L12-810 | {'dcopf': False, 'ieee_24bus_G04': True} | FALSE
t-1 | market | 1 | branch_real_power_flow_UB[L13-1113] | L13-1113 | {'dcopf': False, 'ieee_24bus_G04': True} | FALSE
t-1 | market | 1 | branch_real_power_flow_UB[L14-1114] | L14-1114 | {'dcopf': False, 'ieee_24bus_G04': True} | FALSE
t-1 | market | 1 | branch_real_power_flow_UB[L15-1213] | L15-1213 | {'dcopf': False, 'ieee_24bus_G04': True} | FALSE
t-1 | market | 1 | branch_real_power_flow_UB[L16-1223] | L16-1223 | {'dcopf': False, 'ieee_24bus_G04': True} | FALSE
t-1 | market | 1 | branch_real_power_flow_UB[L17-1323] | L17-1323 | {'dcopf': False, 'ieee_24bus_G04': True} | FALSE
t-1 | market | 1 | branch_real_power_flow_UB[L18-1416] | L18-1416 | {'dcopf': False, 'ieee_24bus_G04': True} | FALSE
t-1 | market | 1 | branch_real_power_flow_UB[L19-1516] | L19-1516 | {'dcopf': False, 'ieee_24bus_G04': True} | FALSE
t-1 | market | 1 | branch_real_power_flow_UB[L20-1521] | L20-1521 | {'dcopf': False, 'ieee_24bus_G04': True} | FALSE
t-1 | market | 1 | branch_real_power_flow_UB[L21-1521] | L21-1521 | {'dcopf': False, 'ieee_24bus_G04': True} | FALSE
t-1 | market | 1 | branch_real_power_flow_UB[L22-1524] | L22-1524 | {'dcopf': False, 'ieee_24bus_G04': True} | FALSE
t-1 | market | 1 | branch_real_power_flow_UB[L23-1617] | L23-1617 | {'dcopf': False, 'ieee_24bus_G04': True} | FALSE
t-1 | market | 1 | branch_real_power_flow_UB[L24-1619] | L24-1619 | {'dcopf': False, 'ieee_24bus_G04': True} | FALSE
t-1 | market | 1 | branch_real_power_flow_UB[L25-1718] | L25-1718 | {'dcopf': False, 'ieee_24bus_G04': True} | FALSE
t-1 | market | 1 | branch_real_power_flow_UB[L26-1722] | L26-1722 | {'dcopf': False, 'ieee_24bus_G04': True} | FALSE
t-1 | market | 1 | branch_real_power_flow_UB[L27-1821] | L27-1821 | {'dcopf': False, 'ieee_24bus_G04': True} | FALSE
t-1 | market | 1 | branch_real_power_flow_UB[L28-1821] | L28-1821 | {'dcopf': False, 'ieee_24bus_G04': True} | FALSE
t-1 | market | 1 | branch_real_power_flow_UB[L29-1920] | L29-1920 | {'dcopf': False, 'ieee_24bus_G04': True} | FALSE
t-1 | market | 1 | branch_real_power_flow_UB[L30-1920] | L30-1920 | {'dcopf': False, 'ieee_24bus_G04': True} | FALSE
t-1 | market | 1 | branch_real_power_flow_UB[L31-2023] | L31-2023 | {'dcopf': False, 'ieee_24bus_G04': True} | FALSE
t-1 | market | 1 | branch_real_power_flow_UB[L32-2023] | L32-2023 | {'dcopf': False, 'ieee_24bus_G04': True} | FALSE
t-1 | market | 1 | branch_real_power_flow_UB[L33-2122] | L33-2122 | {'dcopf': False, 'ieee_24bus_G04': True} | FALSE
t-1 | market | 1 | branch_real_power_flow_UB_reverse[L1-12] | L1-12 | {'dcopf': False, 'ieee_24bus_G04': True} | FALSE
t-1 | market | 1 | branch_real_power_flow_UB_reverse[L2-13] | L2-13 | {'dcopf': False, 'ieee_24bus_G04': True} | FALSE
t-1 | market | 1 | branch_real_power_flow_UB_reverse[L3-15] | L3-15 | {'dcopf': False, 'ieee_24bus_G04': True} | FALSE
t-1 | market | 1 | branch_real_power_flow_UB_reverse[L4-24] | L4-24 | {'dcopf': False, 'ieee_24bus_G04': True} | FALSE
t-1 | market | 1 | branch_real_power_flow_UB_reverse[L5-26] | L5-26 | {'dcopf': False, 'ieee_24bus_G04': True} | FALSE
t-1 | market | 1 | branch_real_power_flow_UB_reverse[L6-39] | L6-39 | {'dcopf': False, 'ieee_24bus_G04': True} | FALSE
t-1 | market | 1 | branch_real_power_flow_UB_reverse[L7-49] | L7-49 | {'dcopf': False, 'ieee_24bus_G04': True} | FALSE
t-1 | market | 1 | branch_real_power_flow_UB_reverse[L8-510] | L8-510 | {'dcopf': False, 'ieee_24bus_G04': True} | FALSE
t-1 | market | 1 | branch_real_power_flow_UB_reverse[L9-610] | L9-610 | {'dcopf': False, 'ieee_24bus_G04': True} | FALSE
t-1 | market | 1 | branch_real_power_flow_UB_reverse[L10-78] | L10-78 | {'dcopf': False, 'ieee_24bus_G04': True} | FALSE
t-1 | market | 1 | branch_real_power_flow_UB_reverse[L11-89] | L11-89 | {'dcopf': False, 'ieee_24bus_G04': True} | FALSE
t-1 | market | 1 | branch_real_power_flow_UB_reverse[L12-810] | L12-810 | {'dcopf': False, 'ieee_24bus_G04': True} | FALSE
t-1 | market | 1 | branch_real_power_flow_UB_reverse[L13-1113] | L13-1113 | {'dcopf': False, 'ieee_24bus_G04': True} | FALSE
t-1 | market | 1 | branch_real_power_flow_UB_reverse[L14-1114] | L14-1114 | {'dcopf': False, 'ieee_24bus_G04': True} | FALSE
t-1 | market | 1 | branch_real_power_flow_UB_reverse[L15-1213] | L15-1213 | {'dcopf': False, 'ieee_24bus_G04': True} | FALSE
t-1 | market | 1 | branch_real_power_flow_UB_reverse[L16-1223] | L16-1223 | {'dcopf': False, 'ieee_24bus_G04': True} | FALSE
t-1 | market | 1 | branch_real_power_flow_UB_reverse[L17-1323] | L17-1323 | {'dcopf': False, 'ieee_24bus_G04': True} | FALSE
t-1 | market | 1 | branch_real_power_flow_UB_reverse[L18-1416] | L18-1416 | {'dcopf': False, 'ieee_24bus_G04': True} | FALSE
t-1 | market | 1 | branch_real_power_flow_UB_reverse[L19-1516] | L19-1516 | {'dcopf': False, 'ieee_24bus_G04': True} | FALSE
t-1 | market | 1 | branch_real_power_flow_UB_reverse[L20-1521] | L20-1521 | {'dcopf': False, 'ieee_24bus_G04': True} | FALSE
t-1 | market | 1 | branch_real_power_flow_UB_reverse[L21-1521] | L21-1521 | {'dcopf': False, 'ieee_24bus_G04': True} | FALSE
t-1 | market | 1 | branch_real_power_flow_UB_reverse[L22-1524] | L22-1524 | {'dcopf': False, 'ieee_24bus_G04': True} | FALSE
t-1 | market | 1 | branch_real_power_flow_UB_reverse[L23-1617] | L23-1617 | {'dcopf': False, 'ieee_24bus_G04': True} | FALSE
t-1 | market | 1 | branch_real_power_flow_UB_reverse[L24-1619] | L24-1619 | {'dcopf': False, 'ieee_24bus_G04': True} | FALSE
t-1 | market | 1 | branch_real_power_flow_UB_reverse[L25-1718] | L25-1718 | {'dcopf': False, 'ieee_24bus_G04': True} | FALSE
t-1 | market | 1 | branch_real_power_flow_UB_reverse[L26-1722] | L26-1722 | {'dcopf': False, 'ieee_24bus_G04': True} | FALSE
t-1 | market | 1 | branch_real_power_flow_UB_reverse[L27-1821] | L27-1821 | {'dcopf': False, 'ieee_24bus_G04': True} | FALSE
t-1 | market | 1 | branch_real_power_flow_UB_reverse[L28-1821] | L28-1821 | {'dcopf': False, 'ieee_24bus_G04': True} | FALSE
t-1 | market | 1 | branch_real_power_flow_UB_reverse[L29-1920] | L29-1920 | {'dcopf': False, 'ieee_24bus_G04': True} | FALSE
t-1 | market | 1 | branch_real_power_flow_UB_reverse[L30-1920] | L30-1920 | {'dcopf': False, 'ieee_24bus_G04': True} | FALSE
t-1 | market | 1 | branch_real_power_flow_UB_reverse[L31-2023] | L31-2023 | {'dcopf': False, 'ieee_24bus_G04': True} | FALSE
t-1 | market | 1 | branch_real_power_flow_UB_reverse[L32-2023] | L32-2023 | {'dcopf': False, 'ieee_24bus_G04': True} | FALSE
t-1 | market | 1 | branch_real_power_flow_UB_reverse[L33-2122] | L33-2122 | {'dcopf': False, 'ieee_24bus_G04': True} | FALSE
t-1 | market | 1 | transformer_2W_real_power_flow_UB[T1-324] | T1-324 | {'dcopf': False, 'ieee_24bus_G04': True} | FALSE
t-1 | market | 1 | transformer_2W_real_power_flow_UB[T2-911] | T2-911 | {'dcopf': False, 'ieee_24bus_G04': True} | FALSE
t-1 | market | 1 | transformer_2W_real_power_flow_UB[T3-912] | T3-912 | {'dcopf': False, 'ieee_24bus_G04': True} | FALSE
t-1 | market | 1 | transformer_2W_real_power_flow_UB[T4-1011] | T4-1011 | {'dcopf': False, 'ieee_24bus_G04': True} | FALSE
t-1 | market | 1 | transformer_2W_real_power_flow_UB[T5-1012] | T5-1012 | {'dcopf': False, 'ieee_24bus_G04': True} | FALSE
t-1 | market | 1 | transformer_2W_real_power_flow_UB_reverse[T1-324] | T1-324 | {'dcopf': False, 'ieee_24bus_G04': True} | FALSE
t-1 | market | 1 | transformer_2W_real_power_flow_UB_reverse[T2-911] | T2-911 | {'dcopf': False, 'ieee_24bus_G04': True} | FALSE
t-1 | market | 1 | transformer_2W_real_power_flow_UB_reverse[T3-912] | T3-912 | {'dcopf': False, 'ieee_24bus_G04': True} | FALSE
t-1 | market | 1 | transformer_2W_real_power_flow_UB_reverse[T4-1011] | T4-1011 | {'dcopf': False, 'ieee_24bus_G04': True} | FALSE
t-1 | market | 1 | transformer_2W_real_power_flow_UB_reverse[T5-1012] | T5-1012 | {'dcopf': False, 'ieee_24bus_G04': True} | FALSE
t-1 | market | 1 | dcopf_generation_redispatch[G1] | G1 | {'dcopf': False, 'ieee_24bus_G04': True} | FALSE
t-1 | market | 1 | dcopf_generation_redispatch[G2] | G2 | {'dcopf': False, 'ieee_24bus_G04': True} | FALSE
t-1 | market | 1 | dcopf_generation_redispatch[G3] | G3 | {'dcopf': False, 'ieee_24bus_G04': True} | FALSE
t-1 | market | 1 | dcopf_generation_redispatch[G4] | G4 | {'dcopf': False, 'ieee_24bus_G04': True} | FALSE
t-1 | market | 1 | dcopf_generation_redispatch[G5] | G5 | {'dcopf': False, 'ieee_24bus_G04': True} | FALSE
t-1 | market | 1 | dcopf_generation_redispatch[G6] | G6 | {'dcopf': False, 'ieee_24bus_G04': True} | FALSE
t-1 | market | 1 | dcopf_generation_redispatch[G7] | G7 | {'dcopf': False, 'ieee_24bus_G04': True} | FALSE
t-1 | market | 1 | dcopf_generation_redispatch[G8] | G8 | {'dcopf': False, 'ieee_24bus_G04': True} | FALSE
t-1 | market | 1 | dcopf_generation_redispatch[G9] | G9 | {'dcopf': False, 'ieee_24bus_G04': True} | FALSE
t-1 | market | 1 | dcopf_generation_redispatch[G10] | G10 | {'dcopf': False, 'ieee_24bus_G04': True} | FALSE
t-1 | market | 1 | dcopf_generation_redispatch[G11] | G11 | {'dcopf': False, 'ieee_24bus_G04': True} | FALSE
t-1 | market | 1 | dcopf_generation_redispatch[G12] | G12 | {'dcopf': False, 'ieee_24bus_G04': True} | FALSE
t-1 | market | 1 | dcopf_generation_redispatch['W@1.1'] | W@1.1 | {'dcopf': False, 'ieee_24bus_G04': True} | FALSE
t-1 | market | 1 | dcopf_generation_redispatch['W@1.2'] | W@1.2 | {'dcopf': False, 'ieee_24bus_G04': True} | FALSE
t-1 | market | 1 | dcopf_generation_redispatch[W@2] | W@2 | {'dcopf': False, 'ieee_24bus_G04': True} | FALSE
t-1 | market | 1 | dcopf_generation_redispatch[W@3] | W@3 | {'dcopf': False, 'ieee_24bus_G04': True} | FALSE
t-1 | market | 1 | dcopf_generation_redispatch[W@5] | W@5 | {'dcopf': False, 'ieee_24bus_G04': True} | FALSE
t-1 | market | 1 | dcopf_generation_redispatch[W@7] | W@7 | {'dcopf': False, 'ieee_24bus_G04': True} | FALSE
t-1 | market | 1 | generator_prorata_bid_decompose[G1] | G1 | {'dcopf': False, 'ieee_24bus_G04': True} | FALSE
t-1 | market | 1 | generator_prorata_bid_decompose[G2] | G2 | {'dcopf': False, 'ieee_24bus_G04': True} | FALSE
t-1 | market | 1 | generator_prorata_bid_decompose[G3] | G3 | {'dcopf': False, 'ieee_24bus_G04': True} | FALSE
t-1 | market | 1 | generator_prorata_bid_decompose[G4] | G4 | {'dcopf': False, 'ieee_24bus_G04': True} | FALSE
t-1 | market | 1 | generator_prorata_bid_decompose[G5] | G5 | {'dcopf': False, 'ieee_24bus_G04': True} | FALSE
t-1 | market | 1 | generator_prorata_bid_decompose[G6] | G6 | {'dcopf': False, 'ieee_24bus_G04': True} | FALSE
t-1 | market | 1 | generator_prorata_bid_decompose[G7] | G7 | {'dcopf': False, 'ieee_24bus_G04': True} | FALSE
t-1 | market | 1 | generator_prorata_bid_decompose[G8] | G8 | {'dcopf': False, 'ieee_24bus_G04': True} | FALSE
t-1 | market | 1 | generator_prorata_bid_decompose[G9] | G9 | {'dcopf': False, 'ieee_24bus_G04': True} | FALSE
t-1 | market | 1 | generator_prorata_bid_decompose[G10] | G10 | {'dcopf': False, 'ieee_24bus_G04': True} | FALSE
t-1 | market | 1 | generator_prorata_bid_decompose[G11] | G11 | {'dcopf': False, 'ieee_24bus_G04': True} | FALSE
t-1 | market | 1 | generator_prorata_bid_decompose[G12] | G12 | {'dcopf': False, 'ieee_24bus_G04': True} | FALSE
t-1 | market | 1 | generator_prorata_bid_decompose['W@1.1'] | W@1.1 | {'dcopf': False, 'ieee_24bus_G04': True} | FALSE
t-1 | market | 1 | generator_prorata_bid_decompose['W@1.2'] | W@1.2 | {'dcopf': False, 'ieee_24bus_G04': True} | FALSE
t-1 | market | 1 | generator_prorata_bid_decompose[W@2] | W@2 | {'dcopf': False, 'ieee_24bus_G04': True} | FALSE
t-1 | market | 1 | generator_prorata_bid_decompose[W@3] | W@3 | {'dcopf': False, 'ieee_24bus_G04': True} | FALSE
t-1 | market | 1 | generator_prorata_bid_decompose[W@5] | W@5 | {'dcopf': False, 'ieee_24bus_G04': True} | FALSE
t-1 | market | 1 | generator_prorata_bid_decompose[W@7] | W@7 | {'dcopf': False, 'ieee_24bus_G04': True} | FALSE
t-1 | market | 1 | generator_prorata_offer_bigM['W@1.1'] | W@1.1 | {'dcopf': False, 'ieee_24bus_G04': True} | FALSE
t-1 | market | 1 | generator_prorata_offer_bigM['W@1.2'] | W@1.2 | {'dcopf': False, 'ieee_24bus_G04': True} | FALSE
t-1 | market | 1 | generator_prorata_offer_bigM[W@2] | W@2 | {'dcopf': False, 'ieee_24bus_G04': True} | FALSE
t-1 | market | 1 | generator_prorata_offer_bigM[W@3] | W@3 | {'dcopf': False, 'ieee_24bus_G04': True} | FALSE
t-1 | market | 1 | generator_prorata_offer_bigM[W@5] | W@5 | {'dcopf': False, 'ieee_24bus_G04': True} | FALSE
t-1 | market | 1 | generator_prorata_offer_bigM[W@7] | W@7 | {'dcopf': False, 'ieee_24bus_G04': True} | FALSE
t-1 | market | 1 | generator_prorata_bid_bigM['W@1.1'] | W@1.1 | {'dcopf': False, 'ieee_24bus_G04': True} | FALSE
t-1 | market | 1 | generator_prorata_bid_bigM['W@1.2'] | W@1.2 | {'dcopf': False, 'ieee_24bus_G04': True} | FALSE
t-1 | market | 1 | generator_prorata_bid_bigM[W@2] | W@2 | {'dcopf': False, 'ieee_24bus_G04': True} | FALSE
t-1 | market | 1 | generator_prorata_bid_bigM[W@3] | W@3 | {'dcopf': False, 'ieee_24bus_G04': True} | FALSE
t-1 | market | 1 | generator_prorata_bid_bigM[W@5] | W@5 | {'dcopf': False, 'ieee_24bus_G04': True} | FALSE
t-1 | market | 1 | generator_prorata_bid_bigM[W@7] | W@7 | {'dcopf': False, 'ieee_24bus_G04': True} | FALSE
t-1 | market | 1 | generator_prorata_no_offer_when_curtailed['W@1.1'] | W@1.1 | {'dcopf': False, 'ieee_24bus_G04': True} | FALSE
t-1 | market | 1 | generator_prorata_no_offer_when_curtailed['W@1.2'] | W@1.2 | {'dcopf': False, 'ieee_24bus_G04': True} | FALSE
t-1 | market | 1 | generator_prorata_no_offer_when_curtailed[W@2] | W@2 | {'dcopf': False, 'ieee_24bus_G04': True} | FALSE
t-1 | market | 1 | generator_prorata_no_offer_when_curtailed[W@3] | W@3 | {'dcopf': False, 'ieee_24bus_G04': True} | FALSE
t-1 | market | 1 | generator_prorata_no_offer_when_curtailed[W@5] | W@5 | {'dcopf': False, 'ieee_24bus_G04': True} | FALSE
t-1 | market | 1 | generator_prorata_no_offer_when_curtailed[W@7] | W@7 | {'dcopf': False, 'ieee_24bus_G04': True} | FALSE
t-1 | market | 1 | generation_prorata_curtailment_LB['W@1.1'] | W@1.1 | {'dcopf': False, 'ieee_24bus_G04': True} | FALSE
t-1 | market | 1 | generation_prorata_curtailment_LB['W@1.2'] | W@1.2 | {'dcopf': False, 'ieee_24bus_G04': True} | FALSE
t-1 | market | 1 | generation_prorata_curtailment_LB[W@2] | W@2 | {'dcopf': False, 'ieee_24bus_G04': True} | FALSE
t-1 | market | 1 | generation_prorata_curtailment_LB[W@3] | W@3 | {'dcopf': False, 'ieee_24bus_G04': True} | FALSE
t-1 | market | 1 | generation_prorata_curtailment_LB[W@5] | W@5 | {'dcopf': False, 'ieee_24bus_G04': True} | FALSE
t-1 | market | 1 | generation_prorata_curtailment_LB[W@7] | W@7 | {'dcopf': False, 'ieee_24bus_G04': True} | FALSE
t-1 | market | 1 | generation_prorata_curtailment_UB['W@1.1'] | W@1.1 | {'dcopf': False, 'ieee_24bus_G04': True} | FALSE
t-1 | market | 1 | generation_prorata_curtailment_UB['W@1.2'] | W@1.2 | {'dcopf': False, 'ieee_24bus_G04': True} | FALSE
t-1 | market | 1 | generation_prorata_curtailment_UB[W@2] | W@2 | {'dcopf': False, 'ieee_24bus_G04': True} | FALSE
t-1 | market | 1 | generation_prorata_curtailment_UB[W@3] | W@3 | {'dcopf': False, 'ieee_24bus_G04': True} | FALSE
t-1 | market | 1 | generation_prorata_curtailment_UB[W@5] | W@5 | {'dcopf': False, 'ieee_24bus_G04': True} | FALSE
t-1 | market | 1 | generation_prorata_curtailment_UB[W@7] | W@7 | {'dcopf': False, 'ieee_24bus_G04': True} | FALSE
t-1 | market | 1 | generation_prorata_curtailment_piecewise_logic_firm[G1] | G1 | {'dcopf': False, 'ieee_24bus_G04': True} | FALSE
t-1 | market | 1 | generation_prorata_curtailment_piecewise_logic_firm[G2] | G2 | {'dcopf': False, 'ieee_24bus_G04': True} | FALSE
t-1 | market | 1 | generation_prorata_curtailment_piecewise_logic_firm[G3] | G3 | {'dcopf': False, 'ieee_24bus_G04': True} | FALSE
t-1 | market | 1 | generation_prorata_curtailment_piecewise_logic_firm[G4] | G4 | {'dcopf': False, 'ieee_24bus_G04': True} | FALSE
t-1 | market | 1 | generation_prorata_curtailment_piecewise_logic_firm[G5] | G5 | {'dcopf': False, 'ieee_24bus_G04': True} | FALSE
t-1 | market | 1 | generation_prorata_curtailment_piecewise_logic_firm[G6] | G6 | {'dcopf': False, 'ieee_24bus_G04': True} | FALSE
t-1 | market | 1 | generation_prorata_curtailment_piecewise_logic_firm[G7] | G7 | {'dcopf': False, 'ieee_24bus_G04': True} | FALSE
t-1 | market | 1 | generation_prorata_curtailment_piecewise_logic_firm[G8] | G8 | {'dcopf': False, 'ieee_24bus_G04': True} | FALSE
t-1 | market | 1 | generation_prorata_curtailment_piecewise_logic_firm[G9] | G9 | {'dcopf': False, 'ieee_24bus_G04': True} | FALSE
t-1 | market | 1 | generation_prorata_curtailment_piecewise_logic_firm[G10] | G10 | {'dcopf': False, 'ieee_24bus_G04': True} | FALSE
t-1 | market | 1 | generation_prorata_curtailment_piecewise_logic_firm[G11] | G11 | {'dcopf': False, 'ieee_24bus_G04': True} | FALSE
t-1 | market | 1 | generation_prorata_curtailment_piecewise_logic_firm[G12] | G12 | {'dcopf': False, 'ieee_24bus_G04': True} | FALSE
t-1 | market | 1 | generation_prorata_curtailment_piecewise_logic_firm['W@1.1'] | W@1.1 | {'dcopf': False, 'ieee_24bus_G04': True} | FALSE
t-1 | market | 1 | generation_prorata_curtailment_piecewise_logic_firm['W@1.2'] | W@1.2 | {'dcopf': False, 'ieee_24bus_G04': True} | FALSE
t-1 | market | 1 | generation_prorata_curtailment_piecewise_logic_firm[W@2] | W@2 | {'dcopf': False, 'ieee_24bus_G04': True} | FALSE
t-1 | market | 1 | generation_prorata_curtailment_piecewise_logic_firm[W@3] | W@3 | {'dcopf': False, 'ieee_24bus_G04': True} | FALSE
t-1 | market | 1 | generation_prorata_curtailment_piecewise_logic_firm[W@5] | W@5 | {'dcopf': False, 'ieee_24bus_G04': True} | FALSE
t-1 | market | 1 | generation_prorata_curtailment_piecewise_logic_firm[W@7] | W@7 | {'dcopf': False, 'ieee_24bus_G04': True} | FALSE
t-1 | market | 1 | generation_prorata_curtailment_piecewise_logic_firm_UB[G1] | G1 | {'dcopf': False, 'ieee_24bus_G04': True} | FALSE
t-1 | market | 1 | generation_prorata_curtailment_piecewise_logic_firm_UB[G2] | G2 | {'dcopf': False, 'ieee_24bus_G04': True} | FALSE
t-1 | market | 1 | generation_prorata_curtailment_piecewise_logic_firm_UB[G3] | G3 | {'dcopf': False, 'ieee_24bus_G04': True} | FALSE
t-1 | market | 1 | generation_prorata_curtailment_piecewise_logic_firm_UB[G4] | G4 | {'dcopf': False, 'ieee_24bus_G04': True} | FALSE
t-1 | market | 1 | generation_prorata_curtailment_piecewise_logic_firm_UB[G5] | G5 | {'dcopf': False, 'ieee_24bus_G04': True} | FALSE
t-1 | market | 1 | generation_prorata_curtailment_piecewise_logic_firm_UB[G6] | G6 | {'dcopf': False, 'ieee_24bus_G04': True} | FALSE
t-1 | market | 1 | generation_prorata_curtailment_piecewise_logic_firm_UB[G7] | G7 | {'dcopf': False, 'ieee_24bus_G04': True} | FALSE
t-1 | market | 1 | generation_prorata_curtailment_piecewise_logic_firm_UB[G8] | G8 | {'dcopf': False, 'ieee_24bus_G04': True} | FALSE
t-1 | market | 1 | generation_prorata_curtailment_piecewise_logic_firm_UB[G9] | G9 | {'dcopf': False, 'ieee_24bus_G04': True} | FALSE
t-1 | market | 1 | generation_prorata_curtailment_piecewise_logic_firm_UB[G10] | G10 | {'dcopf': False, 'ieee_24bus_G04': True} | FALSE
t-1 | market | 1 | generation_prorata_curtailment_piecewise_logic_firm_UB[G11] | G11 | {'dcopf': False, 'ieee_24bus_G04': True} | FALSE
t-1 | market | 1 | generation_prorata_curtailment_piecewise_logic_firm_UB[G12] | G12 | {'dcopf': False, 'ieee_24bus_G04': True} | FALSE
t-1 | market | 1 | generation_prorata_curtailment_piecewise_logic_firm_UB['W@1.1'] | W@1.1 | {'dcopf': False, 'ieee_24bus_G04': True} | FALSE
t-1 | market | 1 | generation_prorata_curtailment_piecewise_logic_firm_UB['W@1.2'] | W@1.2 | {'dcopf': False, 'ieee_24bus_G04': True} | FALSE
t-1 | market | 1 | generation_prorata_curtailment_piecewise_logic_firm_UB[W@2] | W@2 | {'dcopf': False, 'ieee_24bus_G04': True} | FALSE
t-1 | market | 1 | generation_prorata_curtailment_piecewise_logic_firm_UB[W@3] | W@3 | {'dcopf': False, 'ieee_24bus_G04': True} | FALSE
t-1 | market | 1 | generation_prorata_curtailment_piecewise_logic_firm_UB[W@5] | W@5 | {'dcopf': False, 'ieee_24bus_G04': True} | FALSE
t-1 | market | 1 | generation_prorata_curtailment_piecewise_logic_firm_UB[W@7] | W@7 | {'dcopf': False, 'ieee_24bus_G04': True} | FALSE
t-1 | market | 1 | generation_prorata_curtailment_piecewise_logic_firm_zero[G1] | G1 | {'dcopf': False, 'ieee_24bus_G04': True} | FALSE
t-1 | market | 1 | generation_prorata_curtailment_piecewise_logic_firm_zero[G2] | G2 | {'dcopf': False, 'ieee_24bus_G04': True} | FALSE
t-1 | market | 1 | generation_prorata_curtailment_piecewise_logic_firm_zero[G3] | G3 | {'dcopf': False, 'ieee_24bus_G04': True} | FALSE
t-1 | market | 1 | generation_prorata_curtailment_piecewise_logic_firm_zero[G4] | G4 | {'dcopf': False, 'ieee_24bus_G04': True} | FALSE
t-1 | market | 1 | generation_prorata_curtailment_piecewise_logic_firm_zero[G5] | G5 | {'dcopf': False, 'ieee_24bus_G04': True} | FALSE
t-1 | market | 1 | generation_prorata_curtailment_piecewise_logic_firm_zero[G6] | G6 | {'dcopf': False, 'ieee_24bus_G04': True} | FALSE
t-1 | market | 1 | generation_prorata_curtailment_piecewise_logic_firm_zero[G7] | G7 | {'dcopf': False, 'ieee_24bus_G04': True} | FALSE
t-1 | market | 1 | generation_prorata_curtailment_piecewise_logic_firm_zero[G8] | G8 | {'dcopf': False, 'ieee_24bus_G04': True} | FALSE
t-1 | market | 1 | generation_prorata_curtailment_piecewise_logic_firm_zero[G9] | G9 | {'dcopf': False, 'ieee_24bus_G04': True} | FALSE
t-1 | market | 1 | generation_prorata_curtailment_piecewise_logic_firm_zero[G10] | G10 | {'dcopf': False, 'ieee_24bus_G04': True} | FALSE
t-1 | market | 1 | generation_prorata_curtailment_piecewise_logic_firm_zero[G11] | G11 | {'dcopf': False, 'ieee_24bus_G04': True} | FALSE
t-1 | market | 1 | generation_prorata_curtailment_piecewise_logic_firm_zero[G12] | G12 | {'dcopf': False, 'ieee_24bus_G04': True} | FALSE
t-1 | market | 1 | generation_prorata_curtailment_piecewise_logic_firm_zero['W@1.1'] | W@1.1 | {'dcopf': False, 'ieee_24bus_G04': True} | FALSE
t-1 | market | 1 | generation_prorata_curtailment_piecewise_logic_firm_zero['W@1.2'] | W@1.2 | {'dcopf': False, 'ieee_24bus_G04': True} | FALSE
t-1 | market | 1 | generation_prorata_curtailment_piecewise_logic_firm_zero[W@2] | W@2 | {'dcopf': False, 'ieee_24bus_G04': True} | FALSE
t-1 | market | 1 | generation_prorata_curtailment_piecewise_logic_firm_zero[W@3] | W@3 | {'dcopf': False, 'ieee_24bus_G04': True} | FALSE
t-1 | market | 1 | generation_prorata_curtailment_piecewise_logic_firm_zero[W@5] | W@5 | {'dcopf': False, 'ieee_24bus_G04': True} | FALSE
t-1 | market | 1 | generation_prorata_curtailment_piecewise_logic_firm_zero[W@7] | W@7 | {'dcopf': False, 'ieee_24bus_G04': True} | FALSE
t-1 | market | 1 | generator_prorata_curtailment_proportion_LB['W@1.1',South] | ('W@1.1', 'South') | {'dcopf': False, 'ieee_24bus_G04': True} | FALSE
t-1 | market | 1 | generator_prorata_curtailment_proportion_LB['W@1.1','13'] | ('W@1.1', '13') | {'dcopf': False, 'ieee_24bus_G04': True} | FALSE
t-1 | market | 1 | generator_prorata_curtailment_proportion_LB['W@1.2',South] | ('W@1.2', 'South') | {'dcopf': False, 'ieee_24bus_G04': True} | FALSE
t-1 | market | 1 | generator_prorata_curtailment_proportion_LB['W@1.2','13'] | ('W@1.2', '13') | {'dcopf': False, 'ieee_24bus_G04': True} | FALSE
t-1 | market | 1 | generator_prorata_curtailment_proportion_LB[W@2,South] | ('W@2', 'South') | {'dcopf': False, 'ieee_24bus_G04': True} | FALSE
t-1 | market | 1 | generator_prorata_curtailment_proportion_LB[W@2,'257'] | ('W@2', '257') | {'dcopf': False, 'ieee_24bus_G04': True} | FALSE
t-1 | market | 1 | generator_prorata_curtailment_proportion_LB[W@2,'2357'] | ('W@2', '2357') | {'dcopf': False, 'ieee_24bus_G04': True} | FALSE
t-1 | market | 1 | generator_prorata_curtailment_proportion_LB[W@3,South] | ('W@3', 'South') | {'dcopf': False, 'ieee_24bus_G04': True} | FALSE
t-1 | market | 1 | generator_prorata_curtailment_proportion_LB[W@3,'13'] | ('W@3', '13') | {'dcopf': False, 'ieee_24bus_G04': True} | FALSE
t-1 | market | 1 | generator_prorata_curtailment_proportion_LB[W@3,'2357'] | ('W@3', '2357') | {'dcopf': False, 'ieee_24bus_G04': True} | FALSE
t-1 | market | 1 | generator_prorata_curtailment_proportion_LB[W@5,South] | ('W@5', 'South') | {'dcopf': False, 'ieee_24bus_G04': True} | FALSE
t-1 | market | 1 | generator_prorata_curtailment_proportion_LB[W@5,'257'] | ('W@5', '257') | {'dcopf': False, 'ieee_24bus_G04': True} | FALSE
t-1 | market | 1 | generator_prorata_curtailment_proportion_LB[W@5,'2357'] | ('W@5', '2357') | {'dcopf': False, 'ieee_24bus_G04': True} | FALSE
t-1 | market | 1 | generator_prorata_curtailment_proportion_LB[W@7,South] | ('W@7', 'South') | {'dcopf': False, 'ieee_24bus_G04': True} | FALSE
t-1 | market | 1 | generator_prorata_curtailment_proportion_LB[W@7,'257'] | ('W@7', '257') | {'dcopf': False, 'ieee_24bus_G04': True} | FALSE
t-1 | market | 1 | generator_prorata_curtailment_proportion_LB[W@7,'2357'] | ('W@7', '2357') | {'dcopf': False, 'ieee_24bus_G04': True} | FALSE
t-1 | market | 1 | generator_prorata_curtailment_proportion_UB['W@1.1',South] | ('W@1.1', 'South') | {'dcopf': False, 'ieee_24bus_G04': True} | FALSE
t-1 | market | 1 | generator_prorata_curtailment_proportion_UB['W@1.1','13'] | ('W@1.1', '13') | {'dcopf': False, 'ieee_24bus_G04': True} | FALSE
t-1 | market | 1 | generator_prorata_curtailment_proportion_UB['W@1.2',South] | ('W@1.2', 'South') | {'dcopf': False, 'ieee_24bus_G04': True} | FALSE
t-1 | market | 1 | generator_prorata_curtailment_proportion_UB['W@1.2','13'] | ('W@1.2', '13') | {'dcopf': False, 'ieee_24bus_G04': True} | FALSE
t-1 | market | 1 | generator_prorata_curtailment_proportion_UB[W@2,South] | ('W@2', 'South') | {'dcopf': False, 'ieee_24bus_G04': True} | FALSE
t-1 | market | 1 | generator_prorata_curtailment_proportion_UB[W@2,'257'] | ('W@2', '257') | {'dcopf': False, 'ieee_24bus_G04': True} | FALSE
t-1 | market | 1 | generator_prorata_curtailment_proportion_UB[W@2,'2357'] | ('W@2', '2357') | {'dcopf': False, 'ieee_24bus_G04': True} | FALSE
t-1 | market | 1 | generator_prorata_curtailment_proportion_UB[W@3,South] | ('W@3', 'South') | {'dcopf': False, 'ieee_24bus_G04': True} | FALSE
t-1 | market | 1 | generator_prorata_curtailment_proportion_UB[W@3,'13'] | ('W@3', '13') | {'dcopf': False, 'ieee_24bus_G04': True} | FALSE
t-1 | market | 1 | generator_prorata_curtailment_proportion_UB[W@3,'2357'] | ('W@3', '2357') | {'dcopf': False, 'ieee_24bus_G04': True} | FALSE
t-1 | market | 1 | generator_prorata_curtailment_proportion_UB[W@5,South] | ('W@5', 'South') | {'dcopf': False, 'ieee_24bus_G04': True} | FALSE
t-1 | market | 1 | generator_prorata_curtailment_proportion_UB[W@5,'257'] | ('W@5', '257') | {'dcopf': False, 'ieee_24bus_G04': True} | FALSE
t-1 | market | 1 | generator_prorata_curtailment_proportion_UB[W@5,'2357'] | ('W@5', '2357') | {'dcopf': False, 'ieee_24bus_G04': True} | FALSE
t-1 | market | 1 | generator_prorata_curtailment_proportion_UB[W@7,South] | ('W@7', 'South') | {'dcopf': False, 'ieee_24bus_G04': True} | FALSE
t-1 | market | 1 | generator_prorata_curtailment_proportion_UB[W@7,'257'] | ('W@7', '257') | {'dcopf': False, 'ieee_24bus_G04': True} | FALSE
t-1 | market | 1 | generator_prorata_curtailment_proportion_UB[W@7,'2357'] | ('W@7', '2357') | {'dcopf': False, 'ieee_24bus_G04': True} | FALSE
t-1 | market | 1 | generator_prorata_group_active['W@1.1'] | W@1.1 | {'dcopf': False, 'ieee_24bus_G04': True} | FALSE
t-1 | market | 1 | generator_prorata_group_active['W@1.2'] | W@1.2 | {'dcopf': False, 'ieee_24bus_G04': True} | FALSE
t-1 | market | 1 | generator_prorata_group_active[W@2] | W@2 | {'dcopf': False, 'ieee_24bus_G04': True} | FALSE
t-1 | market | 1 | generator_prorata_group_active[W@3] | W@3 | {'dcopf': False, 'ieee_24bus_G04': True} | FALSE
t-1 | market | 1 | generator_prorata_group_active[W@5] | W@5 | {'dcopf': False, 'ieee_24bus_G04': True} | FALSE
t-1 | market | 1 | generator_prorata_group_active[W@7] | W@7 | {'dcopf': False, 'ieee_24bus_G04': True} | FALSE
t-1 | market | 2 | demand_real_power_constraint[D1] | D1 | {'common': True, 'ieee_24bus_G04': True} | TRUE | 0 | 0 | 0 | 0 | {'demand_real_power_met[D1]': 0.47500000000000003, 'demand_proportion_real_power_met[D1]': 1.0}
t-1 | market | 2 | demand_real_power_constraint[D2] | D2 | {'common': True, 'ieee_24bus_G04': True} | TRUE | 0 | 0 | 0 | 0 | {'demand_real_power_met[D2]': 0.425, 'demand_proportion_real_power_met[D2]': 1.0}
t-1 | market | 2 | demand_real_power_constraint[D3] | D3 | {'common': True, 'ieee_24bus_G04': True} | TRUE | 0 | 0 | 0 | 0 | {'demand_real_power_met[D3]': 0.8, 'demand_proportion_real_power_met[D3]': 1.0}
t-1 | market | 2 | demand_real_power_constraint[D4] | D4 | {'common': True, 'ieee_24bus_G04': True} | TRUE | 0 | 0 | 0 | 0 | {'demand_real_power_met[D4]': 0.325, 'demand_proportion_real_power_met[D4]': 1.0}
t-1 | market | 2 | demand_real_power_constraint[D5] | D5 | {'common': True, 'ieee_24bus_G04': True} | TRUE | 0 | 0 | 0 | 0 | {'demand_real_power_met[D5]': 0.325, 'demand_proportion_real_power_met[D5]': 1.0}
t-1 | market | 2 | demand_real_power_constraint[D6] | D6 | {'common': True, 'ieee_24bus_G04': True} | TRUE | 0 | 0 | 0 | 0 | {'demand_real_power_met[D6]': 0.6, 'demand_proportion_real_power_met[D6]': 1.0}
t-1 | market | 2 | demand_real_power_constraint[D7] | D7 | {'common': True, 'ieee_24bus_G04': True} | TRUE | 0 | 0 | 0 | 0 | {'demand_real_power_met[D7]': 0.55, 'demand_proportion_real_power_met[D7]': 1.0}
t-1 | market | 2 | demand_real_power_constraint[D8] | D8 | {'common': True, 'ieee_24bus_G04': True} | TRUE | 0 | 0 | 0 | 0 | {'demand_real_power_met[D8]': 0.75, 'demand_proportion_real_power_met[D8]': 1.0}
t-1 | market | 2 | demand_real_power_constraint[D9] | D9 | {'common': True, 'ieee_24bus_G04': True} | TRUE | 0 | 0 | 0 | 0 | {'demand_real_power_met[D9]': 0.775, 'demand_proportion_real_power_met[D9]': 1.0}
t-1 | market | 2 | demand_real_power_constraint[D10] | D10 | {'common': True, 'ieee_24bus_G04': True} | TRUE | 0 | 0 | 0 | 0 | {'demand_real_power_met[D10]': 0.85, 'demand_proportion_real_power_met[D10]': 1.0}
t-1 | market | 2 | demand_real_power_constraint[D11] | D11 | {'common': True, 'ieee_24bus_G04': True} | TRUE | 4.4409e-16 | 0 | 0 | -4.4409e-16 | {'demand_real_power_met[D11]': 3.35, 'demand_proportion_real_power_met[D11]': 0.9999999999999999}
t-1 | market | 2 | demand_real_power_constraint[D12] | D12 | {'common': True, 'ieee_24bus_G04': True} | TRUE | 0 | 0 | 0 | 0 | {'demand_real_power_met[D12]': 2.45, 'demand_proportion_real_power_met[D12]': 1.0}
t-1 | market | 2 | demand_real_power_constraint[D13] | D13 | {'common': True, 'ieee_24bus_G04': True} | TRUE | 0 | 0 | 0 | 0 | {'demand_real_power_met[D13]': 4.0, 'demand_proportion_real_power_met[D13]': 1.0}
t-1 | market | 2 | demand_real_power_constraint[D14] | D14 | {'common': True, 'ieee_24bus_G04': True} | TRUE | 0 | 0 | 0 | 0 | {'demand_real_power_met[D14]': 1.25, 'demand_proportion_real_power_met[D14]': 1.0}
t-1 | market | 2 | demand_real_power_constraint[D15] | D15 | {'common': True, 'ieee_24bus_G04': True} | TRUE | 0 | 0 | 0 | 0 | {'demand_real_power_met[D15]': 4.2, 'demand_proportion_real_power_met[D15]': 1.0}
t-1 | market | 2 | demand_real_power_constraint[D16] | D16 | {'common': True, 'ieee_24bus_G04': True} | TRUE | 0 | 0 | 0 | 0 | {'demand_real_power_met[D16]': 2.25, 'demand_proportion_real_power_met[D16]': 1.0}
t-1 | market | 2 | demand_real_power_constraint[D17] | D17 | {'common': True, 'ieee_24bus_G04': True} | TRUE | 0 | 0 | 0 | 0 | {'demand_real_power_met[D17]': 1.625, 'demand_proportion_real_power_met[D17]': 1.0}
t-1 | market | 2 | interconnector_total_imports |  | {'common': True, 'ieee_24bus_G04': True} | TRUE | 0 | 0 | 0 | 0 | {'interconnector_real_power_total_imports': 0.0}
t-1 | market | 2 | interconnector_total_exports |  | {'common': True, 'ieee_24bus_G04': True} | TRUE | 0 | 0 | 0 | 0 | {'interconnector_real_power_total_exports': 0.0}
t-1 | market | 2 | generation_UC_real_power_LB[G1] | G1 | {'common': True, 'ieee_24bus_G04': True} | TRUE | 0 |  | 0 | 0 | {'generator_commitment[G1]': 0.0, 'generator_real_power_out[G1]': 0.0}
t-1 | market | 2 | generation_UC_real_power_LB[G2] | G2 | {'common': True, 'ieee_24bus_G04': True} | TRUE | 0 |  | 0 | 0 | {'generator_commitment[G2]': 0.0, 'generator_real_power_out[G2]': 0.0}
t-1 | market | 2 | generation_UC_real_power_LB[G3] | G3 | {'common': True, 'ieee_24bus_G04': True} | TRUE | 0 |  | 0 | 0 | {'generator_commitment[G3]': 0.0, 'generator_real_power_out[G3]': 0.0}
t-1 | market | 2 | generation_UC_real_power_LB[G4] | G4 | {'common': True, 'ieee_24bus_G04': True} | TRUE | 0 |  | 0 | 0 | {'generator_commitment[G4]': 0.0, 'generator_real_power_out[G4]': 0.0}
t-1 | market | 2 | generation_UC_real_power_LB[G5] | G5 | {'common': True, 'ieee_24bus_G04': True} | TRUE | 0 |  | 0 | 0 | {'generator_commitment[G5]': 0.0, 'generator_real_power_out[G5]': 0.0}
t-1 | market | 2 | generation_UC_real_power_LB[G6] | G6 | {'common': True, 'ieee_24bus_G04': True} | TRUE | 0 |  | 0 | 0 | {'generator_commitment[G6]': 0.0, 'generator_real_power_out[G6]': 0.0}
t-1 | market | 2 | generation_UC_real_power_LB[G7] | G7 | {'common': True, 'ieee_24bus_G04': True} | TRUE | 0 |  | 0 | 0 | {'generator_commitment[G7]': 0.0, 'generator_real_power_out[G7]': 0.0}
t-1 | market | 2 | generation_UC_real_power_LB[G8] | G8 | {'common': True, 'ieee_24bus_G04': True} | TRUE | -2 |  | 0 | 2 | {'generator_commitment[G8]': 1.0, 'generator_real_power_out[G8]': 3.0}
t-1 | market | 2 | generation_UC_real_power_LB[G9] | G9 | {'common': True, 'ieee_24bus_G04': True} | TRUE | -3 |  | 0 | 3 | {'generator_commitment[G9]': 1.0, 'generator_real_power_out[G9]': 4.0}
t-1 | market | 2 | generation_UC_real_power_LB[G10] | G10 | {'common': True, 'ieee_24bus_G04': True} | TRUE | 0 |  | 0 | 0 | {'generator_commitment[G10]': 0.0, 'generator_real_power_out[G10]': 0.0}
t-1 | market | 2 | generation_UC_real_power_LB[G11] | G11 | {'common': True, 'ieee_24bus_G04': True} | TRUE | 0 |  | 0 | 0 | {'generator_commitment[G11]': 0.0, 'generator_real_power_out[G11]': 0.0}
t-1 | market | 2 | generation_UC_real_power_LB[G12] | G12 | {'common': True, 'ieee_24bus_G04': True} | TRUE | 0 |  | 0 | 0 | {'generator_commitment[G12]': 0.0, 'generator_real_power_out[G12]': 0.0}
t-1 | market | 2 | generation_UC_real_power_LB['W@1.1'] | W@1.1 | {'common': True, 'ieee_24bus_G04': True} | TRUE | -3 |  | 0 | 3 | {"generator_commitment['W@1.1']": 1.0, "generator_real_power_out['W@1.1']": 3.0}
t-1 | market | 2 | generation_UC_real_power_LB['W@1.2'] | W@1.2 | {'common': True, 'ieee_24bus_G04': True} | TRUE | -3 |  | 0 | 3 | {"generator_commitment['W@1.2']": 1.0, "generator_real_power_out['W@1.2']": 3.0}
t-1 | market | 2 | generation_UC_real_power_LB[W@2] | W@2 | {'common': True, 'ieee_24bus_G04': True} | TRUE | -3 |  | 0 | 3 | {'generator_commitment[W@2]': 1.0, 'generator_real_power_out[W@2]': 3.0}
t-1 | market | 2 | generation_UC_real_power_LB[W@3] | W@3 | {'common': True, 'ieee_24bus_G04': True} | TRUE | -3 |  | 0 | 3 | {'generator_commitment[W@3]': 1.0, 'generator_real_power_out[W@3]': 3.0}
t-1 | market | 2 | generation_UC_real_power_LB[W@5] | W@5 | {'common': True, 'ieee_24bus_G04': True} | TRUE | -3 |  | 0 | 3 | {'generator_commitment[W@5]': 1.0, 'generator_real_power_out[W@5]': 3.0}
t-1 | market | 2 | generation_UC_real_power_LB[W@7] | W@7 | {'common': True, 'ieee_24bus_G04': True} | TRUE | -3 |  | 0 | 3 | {'generator_commitment[W@7]': 1.0, 'generator_real_power_out[W@7]': 3.0}
t-1 | market | 2 | generation_UC_real_power_UB[G1] | G1 | {'common': True, 'ieee_24bus_G04': True} | TRUE | 0 |  | 0 | 0 | {'generator_real_power_out[G1]': 0.0, 'generator_commitment[G1]': 0.0}
t-1 | market | 2 | generation_UC_real_power_UB[G2] | G2 | {'common': True, 'ieee_24bus_G04': True} | TRUE | 0 |  | 0 | 0 | {'generator_real_power_out[G2]': 0.0, 'generator_commitment[G2]': 0.0}
t-1 | market | 2 | generation_UC_real_power_UB[G3] | G3 | {'common': True, 'ieee_24bus_G04': True} | TRUE | 0 |  | 0 | 0 | {'generator_real_power_out[G3]': 0.0, 'generator_commitment[G3]': 0.0}
t-1 | market | 2 | generation_UC_real_power_UB[G4] | G4 | {'common': True, 'ieee_24bus_G04': True} | TRUE | 0 |  | 0 | 0 | {'generator_real_power_out[G4]': 0.0, 'generator_commitment[G4]': 0.0}
t-1 | market | 2 | generation_UC_real_power_UB[G5] | G5 | {'common': True, 'ieee_24bus_G04': True} | TRUE | 0 |  | 0 | 0 | {'generator_real_power_out[G5]': 0.0, 'generator_commitment[G5]': 0.0}
t-1 | market | 2 | generation_UC_real_power_UB[G6] | G6 | {'common': True, 'ieee_24bus_G04': True} | TRUE | 0 |  | 0 | 0 | {'generator_real_power_out[G6]': 0.0, 'generator_commitment[G6]': 0.0}
t-1 | market | 2 | generation_UC_real_power_UB[G7] | G7 | {'common': True, 'ieee_24bus_G04': True} | TRUE | 0 |  | 0 | 0 | {'generator_real_power_out[G7]': 0.0, 'generator_commitment[G7]': 0.0}
t-1 | market | 2 | generation_UC_real_power_UB[G8] | G8 | {'common': True, 'ieee_24bus_G04': True} | TRUE | -1 |  | 0 | 1 | {'generator_real_power_out[G8]': 3.0, 'generator_commitment[G8]': 1.0}
t-1 | market | 2 | generation_UC_real_power_UB[G9] | G9 | {'common': True, 'ieee_24bus_G04': True} | TRUE | 0 |  | 0 | 0 | {'generator_real_power_out[G9]': 4.0, 'generator_commitment[G9]': 1.0}
t-1 | market | 2 | generation_UC_real_power_UB[G10] | G10 | {'common': True, 'ieee_24bus_G04': True} | TRUE | 0 |  | 0 | 0 | {'generator_real_power_out[G10]': 0.0, 'generator_commitment[G10]': 0.0}
t-1 | market | 2 | generation_UC_real_power_UB[G11] | G11 | {'common': True, 'ieee_24bus_G04': True} | TRUE | 0 |  | 0 | 0 | {'generator_real_power_out[G11]': 0.0, 'generator_commitment[G11]': 0.0}
t-1 | market | 2 | generation_UC_real_power_UB[G12] | G12 | {'common': True, 'ieee_24bus_G04': True} | TRUE | 0 |  | 0 | 0 | {'generator_real_power_out[G12]': 0.0, 'generator_commitment[G12]': 0.0}
t-1 | market | 2 | generation_UC_real_power_UB['W@1.1'] | W@1.1 | {'common': True, 'ieee_24bus_G04': True} | TRUE | 0 |  | 0 | 0 | {"generator_real_power_out['W@1.1']": 3.0, "generator_commitment['W@1.1']": 1.0}
t-1 | market | 2 | generation_UC_real_power_UB['W@1.2'] | W@1.2 | {'common': True, 'ieee_24bus_G04': True} | TRUE | 0 |  | 0 | 0 | {"generator_real_power_out['W@1.2']": 3.0, "generator_commitment['W@1.2']": 1.0}
t-1 | market | 2 | generation_UC_real_power_UB[W@2] | W@2 | {'common': True, 'ieee_24bus_G04': True} | TRUE | 0 |  | 0 | 0 | {'generator_real_power_out[W@2]': 3.0, 'generator_commitment[W@2]': 1.0}
t-1 | market | 2 | generation_UC_real_power_UB[W@3] | W@3 | {'common': True, 'ieee_24bus_G04': True} | TRUE | 0 |  | 0 | 0 | {'generator_real_power_out[W@3]': 3.0, 'generator_commitment[W@3]': 1.0}
t-1 | market | 2 | generation_UC_real_power_UB[W@5] | W@5 | {'common': True, 'ieee_24bus_G04': True} | TRUE | 0 |  | 0 | 0 | {'generator_real_power_out[W@5]': 3.0, 'generator_commitment[W@5]': 1.0}
t-1 | market | 2 | generation_UC_real_power_UB[W@7] | W@7 | {'common': True, 'ieee_24bus_G04': True} | TRUE | 0 |  | 0 | 0 | {'generator_real_power_out[W@7]': 3.0, 'generator_commitment[W@7]': 1.0}
t-1 | market | 2 | KCL_Copper_constraint |  | {'copper_market': True, 'ieee_24bus_G04': True} | TRUE | 0 | 0 | 0 | 0 | {'generator_real_power_out[G1]': 0.0, 'generator_real_power_out[G2]': 0.0, 'generator_real_power_out[G3]': 0.0, 'generator_real_power_out[G4]': 0.0, 'generator_real_power_out[G5]': 0.0, 'generator_real_power_out[G6]': 0.0, 'generator_real_power_out[G7]': 0.0, 'generator_real_power_out[G8]': 3.0, 'generator_real_power_out[G9]': 4.0, 'generator_real_power_out[G10]': 0.0, 'generator_real_power_out[G11]': 0.0, 'generator_real_power_out[G12]': 0.0, "generator_real_power_out['W@1.1']": 3.0, "generator_real_power_out['W@1.2']": 3.0, 'generator_real_power_out[W@2]': 3.0, 'generator_real_power_out[W@3]': 3.0, 'generator_real_power_out[W@5]': 3.0, 'generator_real_power_out[W@7]': 3.0, 'demand_real_power_met[D1]': 0.47500000000000003, 'demand_real_power_met[D2]': 0.425, 'demand_real_power_met[D3]': 0.8, 'demand_real_power_met[D4]': 0.325, 'demand_real_power_met[D5]': 0.325, 'demand_real_power_met[D6]': 0.6, 'demand_real_power_met[D7]': 0.55, 'demand_real_power_met[D8]': 0.75, 'demand_real_power_met[D9]': 0.775, 'demand_real_power_met[D10]': 0.85, 'demand_real_power_met[D11]': 3.35, 'demand_real_power_met[D12]': 2.45, 'demand_real_power_met[D13]': 4.0, 'demand_real_power_met[D14]': 1.25, 'demand_real_power_met[D15]': 4.2, 'demand_real_power_met[D16]': 2.25, 'demand_real_power_met[D17]': 1.625}
t-1 | market | 2 | KCL_DCOPF_constraint['11'] | 11 | {'dcopf': False, 'ieee_24bus_G04': True} | FALSE
t-1 | market | 2 | KCL_DCOPF_constraint['15'] | 15 | {'dcopf': False, 'ieee_24bus_G04': True} | FALSE
t-1 | market | 2 | KCL_DCOPF_constraint['1'] | 1 | {'dcopf': False, 'ieee_24bus_G04': True} | FALSE
t-1 | market | 2 | KCL_DCOPF_constraint['9'] | 9 | {'dcopf': False, 'ieee_24bus_G04': True} | FALSE
t-1 | market | 2 | KCL_DCOPF_constraint['24'] | 24 | {'dcopf': False, 'ieee_24bus_G04': True} | FALSE
t-1 | market | 2 | KCL_DCOPF_constraint['4'] | 4 | {'dcopf': False, 'ieee_24bus_G04': True} | FALSE
t-1 | market | 2 | KCL_DCOPF_constraint['3'] | 3 | {'dcopf': False, 'ieee_24bus_G04': True} | FALSE
t-1 | market | 2 | KCL_DCOPF_constraint['16'] | 16 | {'dcopf': False, 'ieee_24bus_G04': True} | FALSE
t-1 | market | 2 | KCL_DCOPF_constraint['7'] | 7 | {'dcopf': False, 'ieee_24bus_G04': True} | FALSE
t-1 | market | 2 | KCL_DCOPF_constraint['10'] | 10 | {'dcopf': False, 'ieee_24bus_G04': True} | FALSE
t-1 | market | 2 | KCL_DCOPF_constraint['20'] | 20 | {'dcopf': False, 'ieee_24bus_G04': True} | FALSE
t-1 | market | 2 | KCL_DCOPF_constraint['18'] | 18 | {'dcopf': False, 'ieee_24bus_G04': True} | FALSE
t-1 | market | 2 | KCL_DCOPF_constraint['17'] | 17 | {'dcopf': False, 'ieee_24bus_G04': True} | FALSE
t-1 | market | 2 | KCL_DCOPF_constraint['14'] | 14 | {'dcopf': False, 'ieee_24bus_G04': True} | FALSE
t-1 | market | 2 | KCL_DCOPF_constraint['12'] | 12 | {'dcopf': False, 'ieee_24bus_G04': True} | FALSE
t-1 | market | 2 | KCL_DCOPF_constraint['19'] | 19 | {'dcopf': False, 'ieee_24bus_G04': True} | FALSE
t-1 | market | 2 | KCL_DCOPF_constraint['6'] | 6 | {'dcopf': False, 'ieee_24bus_G04': True} | FALSE
t-1 | market | 2 | KCL_DCOPF_constraint['22'] | 22 | {'dcopf': False, 'ieee_24bus_G04': True} | FALSE
t-1 | market | 2 | KCL_DCOPF_constraint['21'] | 21 | {'dcopf': False, 'ieee_24bus_G04': True} | FALSE
t-1 | market | 2 | KCL_DCOPF_constraint['23'] | 23 | {'dcopf': False, 'ieee_24bus_G04': True} | FALSE
t-1 | market | 2 | KCL_DCOPF_constraint['2'] | 2 | {'dcopf': False, 'ieee_24bus_G04': True} | FALSE
t-1 | market | 2 | KCL_DCOPF_constraint['13'] | 13 | {'dcopf': False, 'ieee_24bus_G04': True} | FALSE
t-1 | market | 2 | KCL_DCOPF_constraint['5'] | 5 | {'dcopf': False, 'ieee_24bus_G04': True} | FALSE
t-1 | market | 2 | KCL_DCOPF_constraint['8'] | 8 | {'dcopf': False, 'ieee_24bus_G04': True} | FALSE
t-1 | market | 2 | branch_KVL_DCOPF[L1-12] | L1-12 | {'dcopf': False, 'ieee_24bus_G04': True} | FALSE
t-1 | market | 2 | branch_KVL_DCOPF[L2-13] | L2-13 | {'dcopf': False, 'ieee_24bus_G04': True} | FALSE
t-1 | market | 2 | branch_KVL_DCOPF[L3-15] | L3-15 | {'dcopf': False, 'ieee_24bus_G04': True} | FALSE
t-1 | market | 2 | branch_KVL_DCOPF[L4-24] | L4-24 | {'dcopf': False, 'ieee_24bus_G04': True} | FALSE
t-1 | market | 2 | branch_KVL_DCOPF[L5-26] | L5-26 | {'dcopf': False, 'ieee_24bus_G04': True} | FALSE
t-1 | market | 2 | branch_KVL_DCOPF[L6-39] | L6-39 | {'dcopf': False, 'ieee_24bus_G04': True} | FALSE
t-1 | market | 2 | branch_KVL_DCOPF[L7-49] | L7-49 | {'dcopf': False, 'ieee_24bus_G04': True} | FALSE
t-1 | market | 2 | branch_KVL_DCOPF[L8-510] | L8-510 | {'dcopf': False, 'ieee_24bus_G04': True} | FALSE
t-1 | market | 2 | branch_KVL_DCOPF[L9-610] | L9-610 | {'dcopf': False, 'ieee_24bus_G04': True} | FALSE
t-1 | market | 2 | branch_KVL_DCOPF[L10-78] | L10-78 | {'dcopf': False, 'ieee_24bus_G04': True} | FALSE
t-1 | market | 2 | branch_KVL_DCOPF[L11-89] | L11-89 | {'dcopf': False, 'ieee_24bus_G04': True} | FALSE
t-1 | market | 2 | branch_KVL_DCOPF[L12-810] | L12-810 | {'dcopf': False, 'ieee_24bus_G04': True} | FALSE
t-1 | market | 2 | branch_KVL_DCOPF[L13-1113] | L13-1113 | {'dcopf': False, 'ieee_24bus_G04': True} | FALSE
t-1 | market | 2 | branch_KVL_DCOPF[L14-1114] | L14-1114 | {'dcopf': False, 'ieee_24bus_G04': True} | FALSE
t-1 | market | 2 | branch_KVL_DCOPF[L15-1213] | L15-1213 | {'dcopf': False, 'ieee_24bus_G04': True} | FALSE
t-1 | market | 2 | branch_KVL_DCOPF[L16-1223] | L16-1223 | {'dcopf': False, 'ieee_24bus_G04': True} | FALSE
t-1 | market | 2 | branch_KVL_DCOPF[L17-1323] | L17-1323 | {'dcopf': False, 'ieee_24bus_G04': True} | FALSE
t-1 | market | 2 | branch_KVL_DCOPF[L18-1416] | L18-1416 | {'dcopf': False, 'ieee_24bus_G04': True} | FALSE
t-1 | market | 2 | branch_KVL_DCOPF[L19-1516] | L19-1516 | {'dcopf': False, 'ieee_24bus_G04': True} | FALSE
t-1 | market | 2 | branch_KVL_DCOPF[L20-1521] | L20-1521 | {'dcopf': False, 'ieee_24bus_G04': True} | FALSE
t-1 | market | 2 | branch_KVL_DCOPF[L21-1521] | L21-1521 | {'dcopf': False, 'ieee_24bus_G04': True} | FALSE
t-1 | market | 2 | branch_KVL_DCOPF[L22-1524] | L22-1524 | {'dcopf': False, 'ieee_24bus_G04': True} | FALSE
t-1 | market | 2 | branch_KVL_DCOPF[L23-1617] | L23-1617 | {'dcopf': False, 'ieee_24bus_G04': True} | FALSE
t-1 | market | 2 | branch_KVL_DCOPF[L24-1619] | L24-1619 | {'dcopf': False, 'ieee_24bus_G04': True} | FALSE
t-1 | market | 2 | branch_KVL_DCOPF[L25-1718] | L25-1718 | {'dcopf': False, 'ieee_24bus_G04': True} | FALSE
t-1 | market | 2 | branch_KVL_DCOPF[L26-1722] | L26-1722 | {'dcopf': False, 'ieee_24bus_G04': True} | FALSE
t-1 | market | 2 | branch_KVL_DCOPF[L27-1821] | L27-1821 | {'dcopf': False, 'ieee_24bus_G04': True} | FALSE
t-1 | market | 2 | branch_KVL_DCOPF[L28-1821] | L28-1821 | {'dcopf': False, 'ieee_24bus_G04': True} | FALSE
t-1 | market | 2 | branch_KVL_DCOPF[L29-1920] | L29-1920 | {'dcopf': False, 'ieee_24bus_G04': True} | FALSE
t-1 | market | 2 | branch_KVL_DCOPF[L30-1920] | L30-1920 | {'dcopf': False, 'ieee_24bus_G04': True} | FALSE
t-1 | market | 2 | branch_KVL_DCOPF[L31-2023] | L31-2023 | {'dcopf': False, 'ieee_24bus_G04': True} | FALSE
t-1 | market | 2 | branch_KVL_DCOPF[L32-2023] | L32-2023 | {'dcopf': False, 'ieee_24bus_G04': True} | FALSE
t-1 | market | 2 | branch_KVL_DCOPF[L33-2122] | L33-2122 | {'dcopf': False, 'ieee_24bus_G04': True} | FALSE
t-1 | market | 2 | branch_voltage_angle[L1-12] | L1-12 | {'dcopf': False, 'ieee_24bus_G04': True} | FALSE
t-1 | market | 2 | branch_voltage_angle[L2-13] | L2-13 | {'dcopf': False, 'ieee_24bus_G04': True} | FALSE
t-1 | market | 2 | branch_voltage_angle[L3-15] | L3-15 | {'dcopf': False, 'ieee_24bus_G04': True} | FALSE
t-1 | market | 2 | branch_voltage_angle[L4-24] | L4-24 | {'dcopf': False, 'ieee_24bus_G04': True} | FALSE
t-1 | market | 2 | branch_voltage_angle[L5-26] | L5-26 | {'dcopf': False, 'ieee_24bus_G04': True} | FALSE
t-1 | market | 2 | branch_voltage_angle[L6-39] | L6-39 | {'dcopf': False, 'ieee_24bus_G04': True} | FALSE
t-1 | market | 2 | branch_voltage_angle[L7-49] | L7-49 | {'dcopf': False, 'ieee_24bus_G04': True} | FALSE
t-1 | market | 2 | branch_voltage_angle[L8-510] | L8-510 | {'dcopf': False, 'ieee_24bus_G04': True} | FALSE
t-1 | market | 2 | branch_voltage_angle[L9-610] | L9-610 | {'dcopf': False, 'ieee_24bus_G04': True} | FALSE
t-1 | market | 2 | branch_voltage_angle[L10-78] | L10-78 | {'dcopf': False, 'ieee_24bus_G04': True} | FALSE
t-1 | market | 2 | branch_voltage_angle[L11-89] | L11-89 | {'dcopf': False, 'ieee_24bus_G04': True} | FALSE
t-1 | market | 2 | branch_voltage_angle[L12-810] | L12-810 | {'dcopf': False, 'ieee_24bus_G04': True} | FALSE
t-1 | market | 2 | branch_voltage_angle[L13-1113] | L13-1113 | {'dcopf': False, 'ieee_24bus_G04': True} | FALSE
t-1 | market | 2 | branch_voltage_angle[L14-1114] | L14-1114 | {'dcopf': False, 'ieee_24bus_G04': True} | FALSE
t-1 | market | 2 | branch_voltage_angle[L15-1213] | L15-1213 | {'dcopf': False, 'ieee_24bus_G04': True} | FALSE
t-1 | market | 2 | branch_voltage_angle[L16-1223] | L16-1223 | {'dcopf': False, 'ieee_24bus_G04': True} | FALSE
t-1 | market | 2 | branch_voltage_angle[L17-1323] | L17-1323 | {'dcopf': False, 'ieee_24bus_G04': True} | FALSE
t-1 | market | 2 | branch_voltage_angle[L18-1416] | L18-1416 | {'dcopf': False, 'ieee_24bus_G04': True} | FALSE
t-1 | market | 2 | branch_voltage_angle[L19-1516] | L19-1516 | {'dcopf': False, 'ieee_24bus_G04': True} | FALSE
t-1 | market | 2 | branch_voltage_angle[L20-1521] | L20-1521 | {'dcopf': False, 'ieee_24bus_G04': True} | FALSE
t-1 | market | 2 | branch_voltage_angle[L21-1521] | L21-1521 | {'dcopf': False, 'ieee_24bus_G04': True} | FALSE
t-1 | market | 2 | branch_voltage_angle[L22-1524] | L22-1524 | {'dcopf': False, 'ieee_24bus_G04': True} | FALSE
t-1 | market | 2 | branch_voltage_angle[L23-1617] | L23-1617 | {'dcopf': False, 'ieee_24bus_G04': True} | FALSE
t-1 | market | 2 | branch_voltage_angle[L24-1619] | L24-1619 | {'dcopf': False, 'ieee_24bus_G04': True} | FALSE
t-1 | market | 2 | branch_voltage_angle[L25-1718] | L25-1718 | {'dcopf': False, 'ieee_24bus_G04': True} | FALSE
t-1 | market | 2 | branch_voltage_angle[L26-1722] | L26-1722 | {'dcopf': False, 'ieee_24bus_G04': True} | FALSE
t-1 | market | 2 | branch_voltage_angle[L27-1821] | L27-1821 | {'dcopf': False, 'ieee_24bus_G04': True} | FALSE
t-1 | market | 2 | branch_voltage_angle[L28-1821] | L28-1821 | {'dcopf': False, 'ieee_24bus_G04': True} | FALSE
t-1 | market | 2 | branch_voltage_angle[L29-1920] | L29-1920 | {'dcopf': False, 'ieee_24bus_G04': True} | FALSE
t-1 | market | 2 | branch_voltage_angle[L30-1920] | L30-1920 | {'dcopf': False, 'ieee_24bus_G04': True} | FALSE
t-1 | market | 2 | branch_voltage_angle[L31-2023] | L31-2023 | {'dcopf': False, 'ieee_24bus_G04': True} | FALSE
t-1 | market | 2 | branch_voltage_angle[L32-2023] | L32-2023 | {'dcopf': False, 'ieee_24bus_G04': True} | FALSE
t-1 | market | 2 | branch_voltage_angle[L33-2122] | L33-2122 | {'dcopf': False, 'ieee_24bus_G04': True} | FALSE
t-1 | market | 2 | transformer_2W_KVL_DCOPF[T1-324] | T1-324 | {'dcopf': False, 'ieee_24bus_G04': True} | FALSE
t-1 | market | 2 | transformer_2W_KVL_DCOPF[T2-911] | T2-911 | {'dcopf': False, 'ieee_24bus_G04': True} | FALSE
t-1 | market | 2 | transformer_2W_KVL_DCOPF[T3-912] | T3-912 | {'dcopf': False, 'ieee_24bus_G04': True} | FALSE
t-1 | market | 2 | transformer_2W_KVL_DCOPF[T4-1011] | T4-1011 | {'dcopf': False, 'ieee_24bus_G04': True} | FALSE
t-1 | market | 2 | transformer_2W_KVL_DCOPF[T5-1012] | T5-1012 | {'dcopf': False, 'ieee_24bus_G04': True} | FALSE
t-1 | market | 2 | transformer_2W_voltage_angle[T1-324] | T1-324 | {'dcopf': False, 'ieee_24bus_G04': True} | FALSE
t-1 | market | 2 | transformer_2W_voltage_angle[T2-911] | T2-911 | {'dcopf': False, 'ieee_24bus_G04': True} | FALSE
t-1 | market | 2 | transformer_2W_voltage_angle[T3-912] | T3-912 | {'dcopf': False, 'ieee_24bus_G04': True} | FALSE
t-1 | market | 2 | transformer_2W_voltage_angle[T4-1011] | T4-1011 | {'dcopf': False, 'ieee_24bus_G04': True} | FALSE
t-1 | market | 2 | transformer_2W_voltage_angle[T5-1012] | T5-1012 | {'dcopf': False, 'ieee_24bus_G04': True} | FALSE
t-1 | market | 2 | voltage_ref_bus['13'] | 13 | {'dcopf': False, 'ieee_24bus_G04': True} | FALSE
t-1 | market | 2 | branch_real_power_flow_UB[L1-12] | L1-12 | {'dcopf': False, 'ieee_24bus_G04': True} | FALSE
t-1 | market | 2 | branch_real_power_flow_UB[L2-13] | L2-13 | {'dcopf': False, 'ieee_24bus_G04': True} | FALSE
t-1 | market | 2 | branch_real_power_flow_UB[L3-15] | L3-15 | {'dcopf': False, 'ieee_24bus_G04': True} | FALSE
t-1 | market | 2 | branch_real_power_flow_UB[L4-24] | L4-24 | {'dcopf': False, 'ieee_24bus_G04': True} | FALSE
t-1 | market | 2 | branch_real_power_flow_UB[L5-26] | L5-26 | {'dcopf': False, 'ieee_24bus_G04': True} | FALSE
t-1 | market | 2 | branch_real_power_flow_UB[L6-39] | L6-39 | {'dcopf': False, 'ieee_24bus_G04': True} | FALSE
t-1 | market | 2 | branch_real_power_flow_UB[L7-49] | L7-49 | {'dcopf': False, 'ieee_24bus_G04': True} | FALSE
t-1 | market | 2 | branch_real_power_flow_UB[L8-510] | L8-510 | {'dcopf': False, 'ieee_24bus_G04': True} | FALSE
t-1 | market | 2 | branch_real_power_flow_UB[L9-610] | L9-610 | {'dcopf': False, 'ieee_24bus_G04': True} | FALSE
t-1 | market | 2 | branch_real_power_flow_UB[L10-78] | L10-78 | {'dcopf': False, 'ieee_24bus_G04': True} | FALSE
t-1 | market | 2 | branch_real_power_flow_UB[L11-89] | L11-89 | {'dcopf': False, 'ieee_24bus_G04': True} | FALSE
t-1 | market | 2 | branch_real_power_flow_UB[L12-810] | L12-810 | {'dcopf': False, 'ieee_24bus_G04': True} | FALSE
t-1 | market | 2 | branch_real_power_flow_UB[L13-1113] | L13-1113 | {'dcopf': False, 'ieee_24bus_G04': True} | FALSE
t-1 | market | 2 | branch_real_power_flow_UB[L14-1114] | L14-1114 | {'dcopf': False, 'ieee_24bus_G04': True} | FALSE
t-1 | market | 2 | branch_real_power_flow_UB[L15-1213] | L15-1213 | {'dcopf': False, 'ieee_24bus_G04': True} | FALSE
t-1 | market | 2 | branch_real_power_flow_UB[L16-1223] | L16-1223 | {'dcopf': False, 'ieee_24bus_G04': True} | FALSE
t-1 | market | 2 | branch_real_power_flow_UB[L17-1323] | L17-1323 | {'dcopf': False, 'ieee_24bus_G04': True} | FALSE
t-1 | market | 2 | branch_real_power_flow_UB[L18-1416] | L18-1416 | {'dcopf': False, 'ieee_24bus_G04': True} | FALSE
t-1 | market | 2 | branch_real_power_flow_UB[L19-1516] | L19-1516 | {'dcopf': False, 'ieee_24bus_G04': True} | FALSE
t-1 | market | 2 | branch_real_power_flow_UB[L20-1521] | L20-1521 | {'dcopf': False, 'ieee_24bus_G04': True} | FALSE
t-1 | market | 2 | branch_real_power_flow_UB[L21-1521] | L21-1521 | {'dcopf': False, 'ieee_24bus_G04': True} | FALSE
t-1 | market | 2 | branch_real_power_flow_UB[L22-1524] | L22-1524 | {'dcopf': False, 'ieee_24bus_G04': True} | FALSE
t-1 | market | 2 | branch_real_power_flow_UB[L23-1617] | L23-1617 | {'dcopf': False, 'ieee_24bus_G04': True} | FALSE
t-1 | market | 2 | branch_real_power_flow_UB[L24-1619] | L24-1619 | {'dcopf': False, 'ieee_24bus_G04': True} | FALSE
t-1 | market | 2 | branch_real_power_flow_UB[L25-1718] | L25-1718 | {'dcopf': False, 'ieee_24bus_G04': True} | FALSE
t-1 | market | 2 | branch_real_power_flow_UB[L26-1722] | L26-1722 | {'dcopf': False, 'ieee_24bus_G04': True} | FALSE
t-1 | market | 2 | branch_real_power_flow_UB[L27-1821] | L27-1821 | {'dcopf': False, 'ieee_24bus_G04': True} | FALSE
t-1 | market | 2 | branch_real_power_flow_UB[L28-1821] | L28-1821 | {'dcopf': False, 'ieee_24bus_G04': True} | FALSE
t-1 | market | 2 | branch_real_power_flow_UB[L29-1920] | L29-1920 | {'dcopf': False, 'ieee_24bus_G04': True} | FALSE
t-1 | market | 2 | branch_real_power_flow_UB[L30-1920] | L30-1920 | {'dcopf': False, 'ieee_24bus_G04': True} | FALSE
t-1 | market | 2 | branch_real_power_flow_UB[L31-2023] | L31-2023 | {'dcopf': False, 'ieee_24bus_G04': True} | FALSE
t-1 | market | 2 | branch_real_power_flow_UB[L32-2023] | L32-2023 | {'dcopf': False, 'ieee_24bus_G04': True} | FALSE
t-1 | market | 2 | branch_real_power_flow_UB[L33-2122] | L33-2122 | {'dcopf': False, 'ieee_24bus_G04': True} | FALSE
t-1 | market | 2 | branch_real_power_flow_UB_reverse[L1-12] | L1-12 | {'dcopf': False, 'ieee_24bus_G04': True} | FALSE
t-1 | market | 2 | branch_real_power_flow_UB_reverse[L2-13] | L2-13 | {'dcopf': False, 'ieee_24bus_G04': True} | FALSE
t-1 | market | 2 | branch_real_power_flow_UB_reverse[L3-15] | L3-15 | {'dcopf': False, 'ieee_24bus_G04': True} | FALSE
t-1 | market | 2 | branch_real_power_flow_UB_reverse[L4-24] | L4-24 | {'dcopf': False, 'ieee_24bus_G04': True} | FALSE
t-1 | market | 2 | branch_real_power_flow_UB_reverse[L5-26] | L5-26 | {'dcopf': False, 'ieee_24bus_G04': True} | FALSE
t-1 | market | 2 | branch_real_power_flow_UB_reverse[L6-39] | L6-39 | {'dcopf': False, 'ieee_24bus_G04': True} | FALSE
t-1 | market | 2 | branch_real_power_flow_UB_reverse[L7-49] | L7-49 | {'dcopf': False, 'ieee_24bus_G04': True} | FALSE
t-1 | market | 2 | branch_real_power_flow_UB_reverse[L8-510] | L8-510 | {'dcopf': False, 'ieee_24bus_G04': True} | FALSE
t-1 | market | 2 | branch_real_power_flow_UB_reverse[L9-610] | L9-610 | {'dcopf': False, 'ieee_24bus_G04': True} | FALSE
t-1 | market | 2 | branch_real_power_flow_UB_reverse[L10-78] | L10-78 | {'dcopf': False, 'ieee_24bus_G04': True} | FALSE
t-1 | market | 2 | branch_real_power_flow_UB_reverse[L11-89] | L11-89 | {'dcopf': False, 'ieee_24bus_G04': True} | FALSE
t-1 | market | 2 | branch_real_power_flow_UB_reverse[L12-810] | L12-810 | {'dcopf': False, 'ieee_24bus_G04': True} | FALSE
t-1 | market | 2 | branch_real_power_flow_UB_reverse[L13-1113] | L13-1113 | {'dcopf': False, 'ieee_24bus_G04': True} | FALSE
t-1 | market | 2 | branch_real_power_flow_UB_reverse[L14-1114] | L14-1114 | {'dcopf': False, 'ieee_24bus_G04': True} | FALSE
t-1 | market | 2 | branch_real_power_flow_UB_reverse[L15-1213] | L15-1213 | {'dcopf': False, 'ieee_24bus_G04': True} | FALSE
t-1 | market | 2 | branch_real_power_flow_UB_reverse[L16-1223] | L16-1223 | {'dcopf': False, 'ieee_24bus_G04': True} | FALSE
t-1 | market | 2 | branch_real_power_flow_UB_reverse[L17-1323] | L17-1323 | {'dcopf': False, 'ieee_24bus_G04': True} | FALSE
t-1 | market | 2 | branch_real_power_flow_UB_reverse[L18-1416] | L18-1416 | {'dcopf': False, 'ieee_24bus_G04': True} | FALSE
t-1 | market | 2 | branch_real_power_flow_UB_reverse[L19-1516] | L19-1516 | {'dcopf': False, 'ieee_24bus_G04': True} | FALSE
t-1 | market | 2 | branch_real_power_flow_UB_reverse[L20-1521] | L20-1521 | {'dcopf': False, 'ieee_24bus_G04': True} | FALSE
t-1 | market | 2 | branch_real_power_flow_UB_reverse[L21-1521] | L21-1521 | {'dcopf': False, 'ieee_24bus_G04': True} | FALSE
t-1 | market | 2 | branch_real_power_flow_UB_reverse[L22-1524] | L22-1524 | {'dcopf': False, 'ieee_24bus_G04': True} | FALSE
t-1 | market | 2 | branch_real_power_flow_UB_reverse[L23-1617] | L23-1617 | {'dcopf': False, 'ieee_24bus_G04': True} | FALSE
t-1 | market | 2 | branch_real_power_flow_UB_reverse[L24-1619] | L24-1619 | {'dcopf': False, 'ieee_24bus_G04': True} | FALSE
t-1 | market | 2 | branch_real_power_flow_UB_reverse[L25-1718] | L25-1718 | {'dcopf': False, 'ieee_24bus_G04': True} | FALSE
t-1 | market | 2 | branch_real_power_flow_UB_reverse[L26-1722] | L26-1722 | {'dcopf': False, 'ieee_24bus_G04': True} | FALSE
t-1 | market | 2 | branch_real_power_flow_UB_reverse[L27-1821] | L27-1821 | {'dcopf': False, 'ieee_24bus_G04': True} | FALSE
t-1 | market | 2 | branch_real_power_flow_UB_reverse[L28-1821] | L28-1821 | {'dcopf': False, 'ieee_24bus_G04': True} | FALSE
t-1 | market | 2 | branch_real_power_flow_UB_reverse[L29-1920] | L29-1920 | {'dcopf': False, 'ieee_24bus_G04': True} | FALSE
t-1 | market | 2 | branch_real_power_flow_UB_reverse[L30-1920] | L30-1920 | {'dcopf': False, 'ieee_24bus_G04': True} | FALSE
t-1 | market | 2 | branch_real_power_flow_UB_reverse[L31-2023] | L31-2023 | {'dcopf': False, 'ieee_24bus_G04': True} | FALSE
t-1 | market | 2 | branch_real_power_flow_UB_reverse[L32-2023] | L32-2023 | {'dcopf': False, 'ieee_24bus_G04': True} | FALSE
t-1 | market | 2 | branch_real_power_flow_UB_reverse[L33-2122] | L33-2122 | {'dcopf': False, 'ieee_24bus_G04': True} | FALSE
t-1 | market | 2 | transformer_2W_real_power_flow_UB[T1-324] | T1-324 | {'dcopf': False, 'ieee_24bus_G04': True} | FALSE
t-1 | market | 2 | transformer_2W_real_power_flow_UB[T2-911] | T2-911 | {'dcopf': False, 'ieee_24bus_G04': True} | FALSE
t-1 | market | 2 | transformer_2W_real_power_flow_UB[T3-912] | T3-912 | {'dcopf': False, 'ieee_24bus_G04': True} | FALSE
t-1 | market | 2 | transformer_2W_real_power_flow_UB[T4-1011] | T4-1011 | {'dcopf': False, 'ieee_24bus_G04': True} | FALSE
t-1 | market | 2 | transformer_2W_real_power_flow_UB[T5-1012] | T5-1012 | {'dcopf': False, 'ieee_24bus_G04': True} | FALSE
t-1 | market | 2 | transformer_2W_real_power_flow_UB_reverse[T1-324] | T1-324 | {'dcopf': False, 'ieee_24bus_G04': True} | FALSE
t-1 | market | 2 | transformer_2W_real_power_flow_UB_reverse[T2-911] | T2-911 | {'dcopf': False, 'ieee_24bus_G04': True} | FALSE
t-1 | market | 2 | transformer_2W_real_power_flow_UB_reverse[T3-912] | T3-912 | {'dcopf': False, 'ieee_24bus_G04': True} | FALSE
t-1 | market | 2 | transformer_2W_real_power_flow_UB_reverse[T4-1011] | T4-1011 | {'dcopf': False, 'ieee_24bus_G04': True} | FALSE
t-1 | market | 2 | transformer_2W_real_power_flow_UB_reverse[T5-1012] | T5-1012 | {'dcopf': False, 'ieee_24bus_G04': True} | FALSE
t-1 | market | 2 | dcopf_generation_redispatch[G1] | G1 | {'dcopf': False, 'ieee_24bus_G04': True} | FALSE
t-1 | market | 2 | dcopf_generation_redispatch[G2] | G2 | {'dcopf': False, 'ieee_24bus_G04': True} | FALSE
t-1 | market | 2 | dcopf_generation_redispatch[G3] | G3 | {'dcopf': False, 'ieee_24bus_G04': True} | FALSE
t-1 | market | 2 | dcopf_generation_redispatch[G4] | G4 | {'dcopf': False, 'ieee_24bus_G04': True} | FALSE
t-1 | market | 2 | dcopf_generation_redispatch[G5] | G5 | {'dcopf': False, 'ieee_24bus_G04': True} | FALSE
t-1 | market | 2 | dcopf_generation_redispatch[G6] | G6 | {'dcopf': False, 'ieee_24bus_G04': True} | FALSE
t-1 | market | 2 | dcopf_generation_redispatch[G7] | G7 | {'dcopf': False, 'ieee_24bus_G04': True} | FALSE
t-1 | market | 2 | dcopf_generation_redispatch[G8] | G8 | {'dcopf': False, 'ieee_24bus_G04': True} | FALSE
t-1 | market | 2 | dcopf_generation_redispatch[G9] | G9 | {'dcopf': False, 'ieee_24bus_G04': True} | FALSE
t-1 | market | 2 | dcopf_generation_redispatch[G10] | G10 | {'dcopf': False, 'ieee_24bus_G04': True} | FALSE
t-1 | market | 2 | dcopf_generation_redispatch[G11] | G11 | {'dcopf': False, 'ieee_24bus_G04': True} | FALSE
t-1 | market | 2 | dcopf_generation_redispatch[G12] | G12 | {'dcopf': False, 'ieee_24bus_G04': True} | FALSE
t-1 | market | 2 | dcopf_generation_redispatch['W@1.1'] | W@1.1 | {'dcopf': False, 'ieee_24bus_G04': True} | FALSE
t-1 | market | 2 | dcopf_generation_redispatch['W@1.2'] | W@1.2 | {'dcopf': False, 'ieee_24bus_G04': True} | FALSE
t-1 | market | 2 | dcopf_generation_redispatch[W@2] | W@2 | {'dcopf': False, 'ieee_24bus_G04': True} | FALSE
t-1 | market | 2 | dcopf_generation_redispatch[W@3] | W@3 | {'dcopf': False, 'ieee_24bus_G04': True} | FALSE
t-1 | market | 2 | dcopf_generation_redispatch[W@5] | W@5 | {'dcopf': False, 'ieee_24bus_G04': True} | FALSE
t-1 | market | 2 | dcopf_generation_redispatch[W@7] | W@7 | {'dcopf': False, 'ieee_24bus_G04': True} | FALSE
t-1 | market | 2 | generator_prorata_bid_decompose[G1] | G1 | {'dcopf': False, 'ieee_24bus_G04': True} | FALSE
t-1 | market | 2 | generator_prorata_bid_decompose[G2] | G2 | {'dcopf': False, 'ieee_24bus_G04': True} | FALSE
t-1 | market | 2 | generator_prorata_bid_decompose[G3] | G3 | {'dcopf': False, 'ieee_24bus_G04': True} | FALSE
t-1 | market | 2 | generator_prorata_bid_decompose[G4] | G4 | {'dcopf': False, 'ieee_24bus_G04': True} | FALSE
t-1 | market | 2 | generator_prorata_bid_decompose[G5] | G5 | {'dcopf': False, 'ieee_24bus_G04': True} | FALSE
t-1 | market | 2 | generator_prorata_bid_decompose[G6] | G6 | {'dcopf': False, 'ieee_24bus_G04': True} | FALSE
t-1 | market | 2 | generator_prorata_bid_decompose[G7] | G7 | {'dcopf': False, 'ieee_24bus_G04': True} | FALSE
t-1 | market | 2 | generator_prorata_bid_decompose[G8] | G8 | {'dcopf': False, 'ieee_24bus_G04': True} | FALSE
t-1 | market | 2 | generator_prorata_bid_decompose[G9] | G9 | {'dcopf': False, 'ieee_24bus_G04': True} | FALSE
t-1 | market | 2 | generator_prorata_bid_decompose[G10] | G10 | {'dcopf': False, 'ieee_24bus_G04': True} | FALSE
t-1 | market | 2 | generator_prorata_bid_decompose[G11] | G11 | {'dcopf': False, 'ieee_24bus_G04': True} | FALSE
t-1 | market | 2 | generator_prorata_bid_decompose[G12] | G12 | {'dcopf': False, 'ieee_24bus_G04': True} | FALSE
t-1 | market | 2 | generator_prorata_bid_decompose['W@1.1'] | W@1.1 | {'dcopf': False, 'ieee_24bus_G04': True} | FALSE
t-1 | market | 2 | generator_prorata_bid_decompose['W@1.2'] | W@1.2 | {'dcopf': False, 'ieee_24bus_G04': True} | FALSE
t-1 | market | 2 | generator_prorata_bid_decompose[W@2] | W@2 | {'dcopf': False, 'ieee_24bus_G04': True} | FALSE
t-1 | market | 2 | generator_prorata_bid_decompose[W@3] | W@3 | {'dcopf': False, 'ieee_24bus_G04': True} | FALSE
t-1 | market | 2 | generator_prorata_bid_decompose[W@5] | W@5 | {'dcopf': False, 'ieee_24bus_G04': True} | FALSE
t-1 | market | 2 | generator_prorata_bid_decompose[W@7] | W@7 | {'dcopf': False, 'ieee_24bus_G04': True} | FALSE
t-1 | market | 2 | generator_prorata_offer_bigM['W@1.1'] | W@1.1 | {'dcopf': False, 'ieee_24bus_G04': True} | FALSE
t-1 | market | 2 | generator_prorata_offer_bigM['W@1.2'] | W@1.2 | {'dcopf': False, 'ieee_24bus_G04': True} | FALSE
t-1 | market | 2 | generator_prorata_offer_bigM[W@2] | W@2 | {'dcopf': False, 'ieee_24bus_G04': True} | FALSE
t-1 | market | 2 | generator_prorata_offer_bigM[W@3] | W@3 | {'dcopf': False, 'ieee_24bus_G04': True} | FALSE
t-1 | market | 2 | generator_prorata_offer_bigM[W@5] | W@5 | {'dcopf': False, 'ieee_24bus_G04': True} | FALSE
t-1 | market | 2 | generator_prorata_offer_bigM[W@7] | W@7 | {'dcopf': False, 'ieee_24bus_G04': True} | FALSE
t-1 | market | 2 | generator_prorata_bid_bigM['W@1.1'] | W@1.1 | {'dcopf': False, 'ieee_24bus_G04': True} | FALSE
t-1 | market | 2 | generator_prorata_bid_bigM['W@1.2'] | W@1.2 | {'dcopf': False, 'ieee_24bus_G04': True} | FALSE
t-1 | market | 2 | generator_prorata_bid_bigM[W@2] | W@2 | {'dcopf': False, 'ieee_24bus_G04': True} | FALSE
t-1 | market | 2 | generator_prorata_bid_bigM[W@3] | W@3 | {'dcopf': False, 'ieee_24bus_G04': True} | FALSE
t-1 | market | 2 | generator_prorata_bid_bigM[W@5] | W@5 | {'dcopf': False, 'ieee_24bus_G04': True} | FALSE
t-1 | market | 2 | generator_prorata_bid_bigM[W@7] | W@7 | {'dcopf': False, 'ieee_24bus_G04': True} | FALSE
t-1 | market | 2 | generator_prorata_no_offer_when_curtailed['W@1.1'] | W@1.1 | {'dcopf': False, 'ieee_24bus_G04': True} | FALSE
t-1 | market | 2 | generator_prorata_no_offer_when_curtailed['W@1.2'] | W@1.2 | {'dcopf': False, 'ieee_24bus_G04': True} | FALSE
t-1 | market | 2 | generator_prorata_no_offer_when_curtailed[W@2] | W@2 | {'dcopf': False, 'ieee_24bus_G04': True} | FALSE
t-1 | market | 2 | generator_prorata_no_offer_when_curtailed[W@3] | W@3 | {'dcopf': False, 'ieee_24bus_G04': True} | FALSE
t-1 | market | 2 | generator_prorata_no_offer_when_curtailed[W@5] | W@5 | {'dcopf': False, 'ieee_24bus_G04': True} | FALSE
t-1 | market | 2 | generator_prorata_no_offer_when_curtailed[W@7] | W@7 | {'dcopf': False, 'ieee_24bus_G04': True} | FALSE
t-1 | market | 2 | generation_prorata_curtailment_LB['W@1.1'] | W@1.1 | {'dcopf': False, 'ieee_24bus_G04': True} | FALSE
t-1 | market | 2 | generation_prorata_curtailment_LB['W@1.2'] | W@1.2 | {'dcopf': False, 'ieee_24bus_G04': True} | FALSE
t-1 | market | 2 | generation_prorata_curtailment_LB[W@2] | W@2 | {'dcopf': False, 'ieee_24bus_G04': True} | FALSE
t-1 | market | 2 | generation_prorata_curtailment_LB[W@3] | W@3 | {'dcopf': False, 'ieee_24bus_G04': True} | FALSE
t-1 | market | 2 | generation_prorata_curtailment_LB[W@5] | W@5 | {'dcopf': False, 'ieee_24bus_G04': True} | FALSE
t-1 | market | 2 | generation_prorata_curtailment_LB[W@7] | W@7 | {'dcopf': False, 'ieee_24bus_G04': True} | FALSE
t-1 | market | 2 | generation_prorata_curtailment_UB['W@1.1'] | W@1.1 | {'dcopf': False, 'ieee_24bus_G04': True} | FALSE
t-1 | market | 2 | generation_prorata_curtailment_UB['W@1.2'] | W@1.2 | {'dcopf': False, 'ieee_24bus_G04': True} | FALSE
t-1 | market | 2 | generation_prorata_curtailment_UB[W@2] | W@2 | {'dcopf': False, 'ieee_24bus_G04': True} | FALSE
t-1 | market | 2 | generation_prorata_curtailment_UB[W@3] | W@3 | {'dcopf': False, 'ieee_24bus_G04': True} | FALSE
t-1 | market | 2 | generation_prorata_curtailment_UB[W@5] | W@5 | {'dcopf': False, 'ieee_24bus_G04': True} | FALSE
t-1 | market | 2 | generation_prorata_curtailment_UB[W@7] | W@7 | {'dcopf': False, 'ieee_24bus_G04': True} | FALSE
t-1 | market | 2 | generation_prorata_curtailment_piecewise_logic_firm[G1] | G1 | {'dcopf': False, 'ieee_24bus_G04': True} | FALSE
t-1 | market | 2 | generation_prorata_curtailment_piecewise_logic_firm[G2] | G2 | {'dcopf': False, 'ieee_24bus_G04': True} | FALSE
t-1 | market | 2 | generation_prorata_curtailment_piecewise_logic_firm[G3] | G3 | {'dcopf': False, 'ieee_24bus_G04': True} | FALSE
t-1 | market | 2 | generation_prorata_curtailment_piecewise_logic_firm[G4] | G4 | {'dcopf': False, 'ieee_24bus_G04': True} | FALSE
t-1 | market | 2 | generation_prorata_curtailment_piecewise_logic_firm[G5] | G5 | {'dcopf': False, 'ieee_24bus_G04': True} | FALSE
t-1 | market | 2 | generation_prorata_curtailment_piecewise_logic_firm[G6] | G6 | {'dcopf': False, 'ieee_24bus_G04': True} | FALSE
t-1 | market | 2 | generation_prorata_curtailment_piecewise_logic_firm[G7] | G7 | {'dcopf': False, 'ieee_24bus_G04': True} | FALSE
t-1 | market | 2 | generation_prorata_curtailment_piecewise_logic_firm[G8] | G8 | {'dcopf': False, 'ieee_24bus_G04': True} | FALSE
t-1 | market | 2 | generation_prorata_curtailment_piecewise_logic_firm[G9] | G9 | {'dcopf': False, 'ieee_24bus_G04': True} | FALSE
t-1 | market | 2 | generation_prorata_curtailment_piecewise_logic_firm[G10] | G10 | {'dcopf': False, 'ieee_24bus_G04': True} | FALSE
t-1 | market | 2 | generation_prorata_curtailment_piecewise_logic_firm[G11] | G11 | {'dcopf': False, 'ieee_24bus_G04': True} | FALSE
t-1 | market | 2 | generation_prorata_curtailment_piecewise_logic_firm[G12] | G12 | {'dcopf': False, 'ieee_24bus_G04': True} | FALSE
t-1 | market | 2 | generation_prorata_curtailment_piecewise_logic_firm['W@1.1'] | W@1.1 | {'dcopf': False, 'ieee_24bus_G04': True} | FALSE
t-1 | market | 2 | generation_prorata_curtailment_piecewise_logic_firm['W@1.2'] | W@1.2 | {'dcopf': False, 'ieee_24bus_G04': True} | FALSE
t-1 | market | 2 | generation_prorata_curtailment_piecewise_logic_firm[W@2] | W@2 | {'dcopf': False, 'ieee_24bus_G04': True} | FALSE
t-1 | market | 2 | generation_prorata_curtailment_piecewise_logic_firm[W@3] | W@3 | {'dcopf': False, 'ieee_24bus_G04': True} | FALSE
t-1 | market | 2 | generation_prorata_curtailment_piecewise_logic_firm[W@5] | W@5 | {'dcopf': False, 'ieee_24bus_G04': True} | FALSE
t-1 | market | 2 | generation_prorata_curtailment_piecewise_logic_firm[W@7] | W@7 | {'dcopf': False, 'ieee_24bus_G04': True} | FALSE
t-1 | market | 2 | generation_prorata_curtailment_piecewise_logic_firm_UB[G1] | G1 | {'dcopf': False, 'ieee_24bus_G04': True} | FALSE
t-1 | market | 2 | generation_prorata_curtailment_piecewise_logic_firm_UB[G2] | G2 | {'dcopf': False, 'ieee_24bus_G04': True} | FALSE
t-1 | market | 2 | generation_prorata_curtailment_piecewise_logic_firm_UB[G3] | G3 | {'dcopf': False, 'ieee_24bus_G04': True} | FALSE
t-1 | market | 2 | generation_prorata_curtailment_piecewise_logic_firm_UB[G4] | G4 | {'dcopf': False, 'ieee_24bus_G04': True} | FALSE
t-1 | market | 2 | generation_prorata_curtailment_piecewise_logic_firm_UB[G5] | G5 | {'dcopf': False, 'ieee_24bus_G04': True} | FALSE
t-1 | market | 2 | generation_prorata_curtailment_piecewise_logic_firm_UB[G6] | G6 | {'dcopf': False, 'ieee_24bus_G04': True} | FALSE
t-1 | market | 2 | generation_prorata_curtailment_piecewise_logic_firm_UB[G7] | G7 | {'dcopf': False, 'ieee_24bus_G04': True} | FALSE
t-1 | market | 2 | generation_prorata_curtailment_piecewise_logic_firm_UB[G8] | G8 | {'dcopf': False, 'ieee_24bus_G04': True} | FALSE
t-1 | market | 2 | generation_prorata_curtailment_piecewise_logic_firm_UB[G9] | G9 | {'dcopf': False, 'ieee_24bus_G04': True} | FALSE
t-1 | market | 2 | generation_prorata_curtailment_piecewise_logic_firm_UB[G10] | G10 | {'dcopf': False, 'ieee_24bus_G04': True} | FALSE
t-1 | market | 2 | generation_prorata_curtailment_piecewise_logic_firm_UB[G11] | G11 | {'dcopf': False, 'ieee_24bus_G04': True} | FALSE
t-1 | market | 2 | generation_prorata_curtailment_piecewise_logic_firm_UB[G12] | G12 | {'dcopf': False, 'ieee_24bus_G04': True} | FALSE
t-1 | market | 2 | generation_prorata_curtailment_piecewise_logic_firm_UB['W@1.1'] | W@1.1 | {'dcopf': False, 'ieee_24bus_G04': True} | FALSE
t-1 | market | 2 | generation_prorata_curtailment_piecewise_logic_firm_UB['W@1.2'] | W@1.2 | {'dcopf': False, 'ieee_24bus_G04': True} | FALSE
t-1 | market | 2 | generation_prorata_curtailment_piecewise_logic_firm_UB[W@2] | W@2 | {'dcopf': False, 'ieee_24bus_G04': True} | FALSE
t-1 | market | 2 | generation_prorata_curtailment_piecewise_logic_firm_UB[W@3] | W@3 | {'dcopf': False, 'ieee_24bus_G04': True} | FALSE
t-1 | market | 2 | generation_prorata_curtailment_piecewise_logic_firm_UB[W@5] | W@5 | {'dcopf': False, 'ieee_24bus_G04': True} | FALSE
t-1 | market | 2 | generation_prorata_curtailment_piecewise_logic_firm_UB[W@7] | W@7 | {'dcopf': False, 'ieee_24bus_G04': True} | FALSE
t-1 | market | 2 | generation_prorata_curtailment_piecewise_logic_firm_zero[G1] | G1 | {'dcopf': False, 'ieee_24bus_G04': True} | FALSE
t-1 | market | 2 | generation_prorata_curtailment_piecewise_logic_firm_zero[G2] | G2 | {'dcopf': False, 'ieee_24bus_G04': True} | FALSE
t-1 | market | 2 | generation_prorata_curtailment_piecewise_logic_firm_zero[G3] | G3 | {'dcopf': False, 'ieee_24bus_G04': True} | FALSE
t-1 | market | 2 | generation_prorata_curtailment_piecewise_logic_firm_zero[G4] | G4 | {'dcopf': False, 'ieee_24bus_G04': True} | FALSE
t-1 | market | 2 | generation_prorata_curtailment_piecewise_logic_firm_zero[G5] | G5 | {'dcopf': False, 'ieee_24bus_G04': True} | FALSE
t-1 | market | 2 | generation_prorata_curtailment_piecewise_logic_firm_zero[G6] | G6 | {'dcopf': False, 'ieee_24bus_G04': True} | FALSE
t-1 | market | 2 | generation_prorata_curtailment_piecewise_logic_firm_zero[G7] | G7 | {'dcopf': False, 'ieee_24bus_G04': True} | FALSE
t-1 | market | 2 | generation_prorata_curtailment_piecewise_logic_firm_zero[G8] | G8 | {'dcopf': False, 'ieee_24bus_G04': True} | FALSE
t-1 | market | 2 | generation_prorata_curtailment_piecewise_logic_firm_zero[G9] | G9 | {'dcopf': False, 'ieee_24bus_G04': True} | FALSE
t-1 | market | 2 | generation_prorata_curtailment_piecewise_logic_firm_zero[G10] | G10 | {'dcopf': False, 'ieee_24bus_G04': True} | FALSE
t-1 | market | 2 | generation_prorata_curtailment_piecewise_logic_firm_zero[G11] | G11 | {'dcopf': False, 'ieee_24bus_G04': True} | FALSE
t-1 | market | 2 | generation_prorata_curtailment_piecewise_logic_firm_zero[G12] | G12 | {'dcopf': False, 'ieee_24bus_G04': True} | FALSE
t-1 | market | 2 | generation_prorata_curtailment_piecewise_logic_firm_zero['W@1.1'] | W@1.1 | {'dcopf': False, 'ieee_24bus_G04': True} | FALSE
t-1 | market | 2 | generation_prorata_curtailment_piecewise_logic_firm_zero['W@1.2'] | W@1.2 | {'dcopf': False, 'ieee_24bus_G04': True} | FALSE
t-1 | market | 2 | generation_prorata_curtailment_piecewise_logic_firm_zero[W@2] | W@2 | {'dcopf': False, 'ieee_24bus_G04': True} | FALSE
t-1 | market | 2 | generation_prorata_curtailment_piecewise_logic_firm_zero[W@3] | W@3 | {'dcopf': False, 'ieee_24bus_G04': True} | FALSE
t-1 | market | 2 | generation_prorata_curtailment_piecewise_logic_firm_zero[W@5] | W@5 | {'dcopf': False, 'ieee_24bus_G04': True} | FALSE
t-1 | market | 2 | generation_prorata_curtailment_piecewise_logic_firm_zero[W@7] | W@7 | {'dcopf': False, 'ieee_24bus_G04': True} | FALSE
t-1 | market | 2 | generator_prorata_curtailment_proportion_LB['W@1.1',South] | ('W@1.1', 'South') | {'dcopf': False, 'ieee_24bus_G04': True} | FALSE
t-1 | market | 2 | generator_prorata_curtailment_proportion_LB['W@1.1','13'] | ('W@1.1', '13') | {'dcopf': False, 'ieee_24bus_G04': True} | FALSE
t-1 | market | 2 | generator_prorata_curtailment_proportion_LB['W@1.2',South] | ('W@1.2', 'South') | {'dcopf': False, 'ieee_24bus_G04': True} | FALSE
t-1 | market | 2 | generator_prorata_curtailment_proportion_LB['W@1.2','13'] | ('W@1.2', '13') | {'dcopf': False, 'ieee_24bus_G04': True} | FALSE
t-1 | market | 2 | generator_prorata_curtailment_proportion_LB[W@2,South] | ('W@2', 'South') | {'dcopf': False, 'ieee_24bus_G04': True} | FALSE
t-1 | market | 2 | generator_prorata_curtailment_proportion_LB[W@2,'257'] | ('W@2', '257') | {'dcopf': False, 'ieee_24bus_G04': True} | FALSE
t-1 | market | 2 | generator_prorata_curtailment_proportion_LB[W@2,'2357'] | ('W@2', '2357') | {'dcopf': False, 'ieee_24bus_G04': True} | FALSE
t-1 | market | 2 | generator_prorata_curtailment_proportion_LB[W@3,South] | ('W@3', 'South') | {'dcopf': False, 'ieee_24bus_G04': True} | FALSE
t-1 | market | 2 | generator_prorata_curtailment_proportion_LB[W@3,'13'] | ('W@3', '13') | {'dcopf': False, 'ieee_24bus_G04': True} | FALSE
t-1 | market | 2 | generator_prorata_curtailment_proportion_LB[W@3,'2357'] | ('W@3', '2357') | {'dcopf': False, 'ieee_24bus_G04': True} | FALSE
t-1 | market | 2 | generator_prorata_curtailment_proportion_LB[W@5,South] | ('W@5', 'South') | {'dcopf': False, 'ieee_24bus_G04': True} | FALSE
t-1 | market | 2 | generator_prorata_curtailment_proportion_LB[W@5,'257'] | ('W@5', '257') | {'dcopf': False, 'ieee_24bus_G04': True} | FALSE
t-1 | market | 2 | generator_prorata_curtailment_proportion_LB[W@5,'2357'] | ('W@5', '2357') | {'dcopf': False, 'ieee_24bus_G04': True} | FALSE
t-1 | market | 2 | generator_prorata_curtailment_proportion_LB[W@7,South] | ('W@7', 'South') | {'dcopf': False, 'ieee_24bus_G04': True} | FALSE
t-1 | market | 2 | generator_prorata_curtailment_proportion_LB[W@7,'257'] | ('W@7', '257') | {'dcopf': False, 'ieee_24bus_G04': True} | FALSE
t-1 | market | 2 | generator_prorata_curtailment_proportion_LB[W@7,'2357'] | ('W@7', '2357') | {'dcopf': False, 'ieee_24bus_G04': True} | FALSE
t-1 | market | 2 | generator_prorata_curtailment_proportion_UB['W@1.1',South] | ('W@1.1', 'South') | {'dcopf': False, 'ieee_24bus_G04': True} | FALSE
t-1 | market | 2 | generator_prorata_curtailment_proportion_UB['W@1.1','13'] | ('W@1.1', '13') | {'dcopf': False, 'ieee_24bus_G04': True} | FALSE
t-1 | market | 2 | generator_prorata_curtailment_proportion_UB['W@1.2',South] | ('W@1.2', 'South') | {'dcopf': False, 'ieee_24bus_G04': True} | FALSE
t-1 | market | 2 | generator_prorata_curtailment_proportion_UB['W@1.2','13'] | ('W@1.2', '13') | {'dcopf': False, 'ieee_24bus_G04': True} | FALSE
t-1 | market | 2 | generator_prorata_curtailment_proportion_UB[W@2,South] | ('W@2', 'South') | {'dcopf': False, 'ieee_24bus_G04': True} | FALSE
t-1 | market | 2 | generator_prorata_curtailment_proportion_UB[W@2,'257'] | ('W@2', '257') | {'dcopf': False, 'ieee_24bus_G04': True} | FALSE
t-1 | market | 2 | generator_prorata_curtailment_proportion_UB[W@2,'2357'] | ('W@2', '2357') | {'dcopf': False, 'ieee_24bus_G04': True} | FALSE
t-1 | market | 2 | generator_prorata_curtailment_proportion_UB[W@3,South] | ('W@3', 'South') | {'dcopf': False, 'ieee_24bus_G04': True} | FALSE
t-1 | market | 2 | generator_prorata_curtailment_proportion_UB[W@3,'13'] | ('W@3', '13') | {'dcopf': False, 'ieee_24bus_G04': True} | FALSE
t-1 | market | 2 | generator_prorata_curtailment_proportion_UB[W@3,'2357'] | ('W@3', '2357') | {'dcopf': False, 'ieee_24bus_G04': True} | FALSE
t-1 | market | 2 | generator_prorata_curtailment_proportion_UB[W@5,South] | ('W@5', 'South') | {'dcopf': False, 'ieee_24bus_G04': True} | FALSE
t-1 | market | 2 | generator_prorata_curtailment_proportion_UB[W@5,'257'] | ('W@5', '257') | {'dcopf': False, 'ieee_24bus_G04': True} | FALSE
t-1 | market | 2 | generator_prorata_curtailment_proportion_UB[W@5,'2357'] | ('W@5', '2357') | {'dcopf': False, 'ieee_24bus_G04': True} | FALSE
t-1 | market | 2 | generator_prorata_curtailment_proportion_UB[W@7,South] | ('W@7', 'South') | {'dcopf': False, 'ieee_24bus_G04': True} | FALSE
t-1 | market | 2 | generator_prorata_curtailment_proportion_UB[W@7,'257'] | ('W@7', '257') | {'dcopf': False, 'ieee_24bus_G04': True} | FALSE
t-1 | market | 2 | generator_prorata_curtailment_proportion_UB[W@7,'2357'] | ('W@7', '2357') | {'dcopf': False, 'ieee_24bus_G04': True} | FALSE
t-1 | market | 2 | generator_prorata_group_active['W@1.1'] | W@1.1 | {'dcopf': False, 'ieee_24bus_G04': True} | FALSE
t-1 | market | 2 | generator_prorata_group_active['W@1.2'] | W@1.2 | {'dcopf': False, 'ieee_24bus_G04': True} | FALSE
t-1 | market | 2 | generator_prorata_group_active[W@2] | W@2 | {'dcopf': False, 'ieee_24bus_G04': True} | FALSE
t-1 | market | 2 | generator_prorata_group_active[W@3] | W@3 | {'dcopf': False, 'ieee_24bus_G04': True} | FALSE
t-1 | market | 2 | generator_prorata_group_active[W@5] | W@5 | {'dcopf': False, 'ieee_24bus_G04': True} | FALSE
t-1 | market | 2 | generator_prorata_group_active[W@7] | W@7 | {'dcopf': False, 'ieee_24bus_G04': True} | FALSE
t-1 | market | 3 | demand_real_power_constraint[D1] | D1 | {'common': True, 'ieee_24bus_G04': True} | TRUE | 0 | 0 | 0 | 0 | {'demand_real_power_met[D1]': 0.47500000000000003, 'demand_proportion_real_power_met[D1]': 1.0}
t-1 | market | 3 | demand_real_power_constraint[D2] | D2 | {'common': True, 'ieee_24bus_G04': True} | TRUE | 0 | 0 | 0 | 0 | {'demand_real_power_met[D2]': 0.425, 'demand_proportion_real_power_met[D2]': 1.0}
t-1 | market | 3 | demand_real_power_constraint[D3] | D3 | {'common': True, 'ieee_24bus_G04': True} | TRUE | 0 | 0 | 0 | 0 | {'demand_real_power_met[D3]': 0.8, 'demand_proportion_real_power_met[D3]': 1.0}
t-1 | market | 3 | demand_real_power_constraint[D4] | D4 | {'common': True, 'ieee_24bus_G04': True} | TRUE | 0 | 0 | 0 | 0 | {'demand_real_power_met[D4]': 0.325, 'demand_proportion_real_power_met[D4]': 1.0}
t-1 | market | 3 | demand_real_power_constraint[D5] | D5 | {'common': True, 'ieee_24bus_G04': True} | TRUE | 0 | 0 | 0 | 0 | {'demand_real_power_met[D5]': 0.325, 'demand_proportion_real_power_met[D5]': 1.0}
t-1 | market | 3 | demand_real_power_constraint[D6] | D6 | {'common': True, 'ieee_24bus_G04': True} | TRUE | 0 | 0 | 0 | 0 | {'demand_real_power_met[D6]': 0.6, 'demand_proportion_real_power_met[D6]': 1.0}
t-1 | market | 3 | demand_real_power_constraint[D7] | D7 | {'common': True, 'ieee_24bus_G04': True} | TRUE | 0 | 0 | 0 | 0 | {'demand_real_power_met[D7]': 0.55, 'demand_proportion_real_power_met[D7]': 1.0}
t-1 | market | 3 | demand_real_power_constraint[D8] | D8 | {'common': True, 'ieee_24bus_G04': True} | TRUE | 0 | 0 | 0 | 0 | {'demand_real_power_met[D8]': 0.75, 'demand_proportion_real_power_met[D8]': 1.0}
t-1 | market | 3 | demand_real_power_constraint[D9] | D9 | {'common': True, 'ieee_24bus_G04': True} | TRUE | 0 | 0 | 0 | 0 | {'demand_real_power_met[D9]': 0.775, 'demand_proportion_real_power_met[D9]': 1.0}
t-1 | market | 3 | demand_real_power_constraint[D10] | D10 | {'common': True, 'ieee_24bus_G04': True} | TRUE | 0 | 0 | 0 | 0 | {'demand_real_power_met[D10]': 0.85, 'demand_proportion_real_power_met[D10]': 1.0}
t-1 | market | 3 | demand_real_power_constraint[D11] | D11 | {'common': True, 'ieee_24bus_G04': True} | TRUE | 4.4409e-16 | 0 | 0 | -4.4409e-16 | {'demand_real_power_met[D11]': 3.35, 'demand_proportion_real_power_met[D11]': 0.9999999999999999}
t-1 | market | 3 | demand_real_power_constraint[D12] | D12 | {'common': True, 'ieee_24bus_G04': True} | TRUE | 0 | 0 | 0 | 0 | {'demand_real_power_met[D12]': 2.45, 'demand_proportion_real_power_met[D12]': 1.0}
t-1 | market | 3 | demand_real_power_constraint[D13] | D13 | {'common': True, 'ieee_24bus_G04': True} | TRUE | 0 | 0 | 0 | 0 | {'demand_real_power_met[D13]': 4.0, 'demand_proportion_real_power_met[D13]': 1.0}
t-1 | market | 3 | demand_real_power_constraint[D14] | D14 | {'common': True, 'ieee_24bus_G04': True} | TRUE | 0 | 0 | 0 | 0 | {'demand_real_power_met[D14]': 1.25, 'demand_proportion_real_power_met[D14]': 1.0}
t-1 | market | 3 | demand_real_power_constraint[D15] | D15 | {'common': True, 'ieee_24bus_G04': True} | TRUE | 0 | 0 | 0 | 0 | {'demand_real_power_met[D15]': 4.2, 'demand_proportion_real_power_met[D15]': 1.0}
t-1 | market | 3 | demand_real_power_constraint[D16] | D16 | {'common': True, 'ieee_24bus_G04': True} | TRUE | 0 | 0 | 0 | 0 | {'demand_real_power_met[D16]': 2.25, 'demand_proportion_real_power_met[D16]': 1.0}
t-1 | market | 3 | demand_real_power_constraint[D17] | D17 | {'common': True, 'ieee_24bus_G04': True} | TRUE | 0 | 0 | 0 | 0 | {'demand_real_power_met[D17]': 1.625, 'demand_proportion_real_power_met[D17]': 1.0}
t-1 | market | 3 | interconnector_total_imports |  | {'common': True, 'ieee_24bus_G04': True} | TRUE | 0 | 0 | 0 | 0 | {'interconnector_real_power_total_imports': 0.0}
t-1 | market | 3 | interconnector_total_exports |  | {'common': True, 'ieee_24bus_G04': True} | TRUE | 0 | 0 | 0 | 0 | {'interconnector_real_power_total_exports': 0.0}
t-1 | market | 3 | generation_UC_real_power_LB[G1] | G1 | {'common': True, 'ieee_24bus_G04': True} | TRUE | 0 |  | 0 | 0 | {'generator_commitment[G1]': 0.0, 'generator_real_power_out[G1]': 0.0}
t-1 | market | 3 | generation_UC_real_power_LB[G2] | G2 | {'common': True, 'ieee_24bus_G04': True} | TRUE | 0 |  | 0 | 0 | {'generator_commitment[G2]': 0.0, 'generator_real_power_out[G2]': 0.0}
t-1 | market | 3 | generation_UC_real_power_LB[G3] | G3 | {'common': True, 'ieee_24bus_G04': True} | TRUE | 0 |  | 0 | 0 | {'generator_commitment[G3]': 0.0, 'generator_real_power_out[G3]': 0.0}
t-1 | market | 3 | generation_UC_real_power_LB[G4] | G4 | {'common': True, 'ieee_24bus_G04': True} | TRUE | 0 |  | 0 | 0 | {'generator_commitment[G4]': 0.0, 'generator_real_power_out[G4]': 0.0}
t-1 | market | 3 | generation_UC_real_power_LB[G5] | G5 | {'common': True, 'ieee_24bus_G04': True} | TRUE | 0 |  | 0 | 0 | {'generator_commitment[G5]': 0.0, 'generator_real_power_out[G5]': 0.0}
t-1 | market | 3 | generation_UC_real_power_LB[G6] | G6 | {'common': True, 'ieee_24bus_G04': True} | TRUE | 0 |  | 0 | 0 | {'generator_commitment[G6]': 0.0, 'generator_real_power_out[G6]': 0.0}
t-1 | market | 3 | generation_UC_real_power_LB[G7] | G7 | {'common': True, 'ieee_24bus_G04': True} | TRUE | 0 |  | 0 | 0 | {'generator_commitment[G7]': 0.0, 'generator_real_power_out[G7]': 0.0}
t-1 | market | 3 | generation_UC_real_power_LB[G8] | G8 | {'common': True, 'ieee_24bus_G04': True} | TRUE | -2 |  | 0 | 2 | {'generator_commitment[G8]': 1.0, 'generator_real_power_out[G8]': 3.0}
t-1 | market | 3 | generation_UC_real_power_LB[G9] | G9 | {'common': True, 'ieee_24bus_G04': True} | TRUE | -3 |  | 0 | 3 | {'generator_commitment[G9]': 1.0, 'generator_real_power_out[G9]': 4.0}
t-1 | market | 3 | generation_UC_real_power_LB[G10] | G10 | {'common': True, 'ieee_24bus_G04': True} | TRUE | 0 |  | 0 | 0 | {'generator_commitment[G10]': 0.0, 'generator_real_power_out[G10]': 0.0}
t-1 | market | 3 | generation_UC_real_power_LB[G11] | G11 | {'common': True, 'ieee_24bus_G04': True} | TRUE | 0 |  | 0 | 0 | {'generator_commitment[G11]': 0.0, 'generator_real_power_out[G11]': 0.0}
t-1 | market | 3 | generation_UC_real_power_LB[G12] | G12 | {'common': True, 'ieee_24bus_G04': True} | TRUE | 0 |  | 0 | 0 | {'generator_commitment[G12]': 0.0, 'generator_real_power_out[G12]': 0.0}
t-1 | market | 3 | generation_UC_real_power_LB['W@1.1'] | W@1.1 | {'common': True, 'ieee_24bus_G04': True} | TRUE | -3 |  | 0 | 3 | {"generator_commitment['W@1.1']": 1.0, "generator_real_power_out['W@1.1']": 3.0}
t-1 | market | 3 | generation_UC_real_power_LB['W@1.2'] | W@1.2 | {'common': True, 'ieee_24bus_G04': True} | TRUE | -3 |  | 0 | 3 | {"generator_commitment['W@1.2']": 1.0, "generator_real_power_out['W@1.2']": 3.0}
t-1 | market | 3 | generation_UC_real_power_LB[W@2] | W@2 | {'common': True, 'ieee_24bus_G04': True} | TRUE | -3 |  | 0 | 3 | {'generator_commitment[W@2]': 1.0, 'generator_real_power_out[W@2]': 3.0}
t-1 | market | 3 | generation_UC_real_power_LB[W@3] | W@3 | {'common': True, 'ieee_24bus_G04': True} | TRUE | -3 |  | 0 | 3 | {'generator_commitment[W@3]': 1.0, 'generator_real_power_out[W@3]': 3.0}
t-1 | market | 3 | generation_UC_real_power_LB[W@5] | W@5 | {'common': True, 'ieee_24bus_G04': True} | TRUE | -3 |  | 0 | 3 | {'generator_commitment[W@5]': 1.0, 'generator_real_power_out[W@5]': 3.0}
t-1 | market | 3 | generation_UC_real_power_LB[W@7] | W@7 | {'common': True, 'ieee_24bus_G04': True} | TRUE | -3 |  | 0 | 3 | {'generator_commitment[W@7]': 1.0, 'generator_real_power_out[W@7]': 3.0}
t-1 | market | 3 | generation_UC_real_power_UB[G1] | G1 | {'common': True, 'ieee_24bus_G04': True} | TRUE | 0 |  | 0 | 0 | {'generator_real_power_out[G1]': 0.0, 'generator_commitment[G1]': 0.0}
t-1 | market | 3 | generation_UC_real_power_UB[G2] | G2 | {'common': True, 'ieee_24bus_G04': True} | TRUE | 0 |  | 0 | 0 | {'generator_real_power_out[G2]': 0.0, 'generator_commitment[G2]': 0.0}
t-1 | market | 3 | generation_UC_real_power_UB[G3] | G3 | {'common': True, 'ieee_24bus_G04': True} | TRUE | 0 |  | 0 | 0 | {'generator_real_power_out[G3]': 0.0, 'generator_commitment[G3]': 0.0}
t-1 | market | 3 | generation_UC_real_power_UB[G4] | G4 | {'common': True, 'ieee_24bus_G04': True} | TRUE | 0 |  | 0 | 0 | {'generator_real_power_out[G4]': 0.0, 'generator_commitment[G4]': 0.0}
t-1 | market | 3 | generation_UC_real_power_UB[G5] | G5 | {'common': True, 'ieee_24bus_G04': True} | TRUE | 0 |  | 0 | 0 | {'generator_real_power_out[G5]': 0.0, 'generator_commitment[G5]': 0.0}
t-1 | market | 3 | generation_UC_real_power_UB[G6] | G6 | {'common': True, 'ieee_24bus_G04': True} | TRUE | 0 |  | 0 | 0 | {'generator_real_power_out[G6]': 0.0, 'generator_commitment[G6]': 0.0}
t-1 | market | 3 | generation_UC_real_power_UB[G7] | G7 | {'common': True, 'ieee_24bus_G04': True} | TRUE | 0 |  | 0 | 0 | {'generator_real_power_out[G7]': 0.0, 'generator_commitment[G7]': 0.0}
t-1 | market | 3 | generation_UC_real_power_UB[G8] | G8 | {'common': True, 'ieee_24bus_G04': True} | TRUE | -1 |  | 0 | 1 | {'generator_real_power_out[G8]': 3.0, 'generator_commitment[G8]': 1.0}
t-1 | market | 3 | generation_UC_real_power_UB[G9] | G9 | {'common': True, 'ieee_24bus_G04': True} | TRUE | 0 |  | 0 | 0 | {'generator_real_power_out[G9]': 4.0, 'generator_commitment[G9]': 1.0}
t-1 | market | 3 | generation_UC_real_power_UB[G10] | G10 | {'common': True, 'ieee_24bus_G04': True} | TRUE | 0 |  | 0 | 0 | {'generator_real_power_out[G10]': 0.0, 'generator_commitment[G10]': 0.0}
t-1 | market | 3 | generation_UC_real_power_UB[G11] | G11 | {'common': True, 'ieee_24bus_G04': True} | TRUE | 0 |  | 0 | 0 | {'generator_real_power_out[G11]': 0.0, 'generator_commitment[G11]': 0.0}
t-1 | market | 3 | generation_UC_real_power_UB[G12] | G12 | {'common': True, 'ieee_24bus_G04': True} | TRUE | 0 |  | 0 | 0 | {'generator_real_power_out[G12]': 0.0, 'generator_commitment[G12]': 0.0}
t-1 | market | 3 | generation_UC_real_power_UB['W@1.1'] | W@1.1 | {'common': True, 'ieee_24bus_G04': True} | TRUE | 0 |  | 0 | 0 | {"generator_real_power_out['W@1.1']": 3.0, "generator_commitment['W@1.1']": 1.0}
t-1 | market | 3 | generation_UC_real_power_UB['W@1.2'] | W@1.2 | {'common': True, 'ieee_24bus_G04': True} | TRUE | 0 |  | 0 | 0 | {"generator_real_power_out['W@1.2']": 3.0, "generator_commitment['W@1.2']": 1.0}
t-1 | market | 3 | generation_UC_real_power_UB[W@2] | W@2 | {'common': True, 'ieee_24bus_G04': True} | TRUE | 0 |  | 0 | 0 | {'generator_real_power_out[W@2]': 3.0, 'generator_commitment[W@2]': 1.0}
t-1 | market | 3 | generation_UC_real_power_UB[W@3] | W@3 | {'common': True, 'ieee_24bus_G04': True} | TRUE | 0 |  | 0 | 0 | {'generator_real_power_out[W@3]': 3.0, 'generator_commitment[W@3]': 1.0}
t-1 | market | 3 | generation_UC_real_power_UB[W@5] | W@5 | {'common': True, 'ieee_24bus_G04': True} | TRUE | 0 |  | 0 | 0 | {'generator_real_power_out[W@5]': 3.0, 'generator_commitment[W@5]': 1.0}
t-1 | market | 3 | generation_UC_real_power_UB[W@7] | W@7 | {'common': True, 'ieee_24bus_G04': True} | TRUE | 0 |  | 0 | 0 | {'generator_real_power_out[W@7]': 3.0, 'generator_commitment[W@7]': 1.0}
t-1 | market | 3 | KCL_Copper_constraint |  | {'copper_market': True, 'ieee_24bus_G04': True} | TRUE | 0 | 0 | 0 | 0 | {'generator_real_power_out[G1]': 0.0, 'generator_real_power_out[G2]': 0.0, 'generator_real_power_out[G3]': 0.0, 'generator_real_power_out[G4]': 0.0, 'generator_real_power_out[G5]': 0.0, 'generator_real_power_out[G6]': 0.0, 'generator_real_power_out[G7]': 0.0, 'generator_real_power_out[G8]': 3.0, 'generator_real_power_out[G9]': 4.0, 'generator_real_power_out[G10]': 0.0, 'generator_real_power_out[G11]': 0.0, 'generator_real_power_out[G12]': 0.0, "generator_real_power_out['W@1.1']": 3.0, "generator_real_power_out['W@1.2']": 3.0, 'generator_real_power_out[W@2]': 3.0, 'generator_real_power_out[W@3]': 3.0, 'generator_real_power_out[W@5]': 3.0, 'generator_real_power_out[W@7]': 3.0, 'demand_real_power_met[D1]': 0.47500000000000003, 'demand_real_power_met[D2]': 0.425, 'demand_real_power_met[D3]': 0.8, 'demand_real_power_met[D4]': 0.325, 'demand_real_power_met[D5]': 0.325, 'demand_real_power_met[D6]': 0.6, 'demand_real_power_met[D7]': 0.55, 'demand_real_power_met[D8]': 0.75, 'demand_real_power_met[D9]': 0.775, 'demand_real_power_met[D10]': 0.85, 'demand_real_power_met[D11]': 3.35, 'demand_real_power_met[D12]': 2.45, 'demand_real_power_met[D13]': 4.0, 'demand_real_power_met[D14]': 1.25, 'demand_real_power_met[D15]': 4.2, 'demand_real_power_met[D16]': 2.25, 'demand_real_power_met[D17]': 1.625}
t-1 | market | 3 | KCL_DCOPF_constraint['11'] | 11 | {'dcopf': False, 'ieee_24bus_G04': True} | FALSE
t-1 | market | 3 | KCL_DCOPF_constraint['15'] | 15 | {'dcopf': False, 'ieee_24bus_G04': True} | FALSE
t-1 | market | 3 | KCL_DCOPF_constraint['1'] | 1 | {'dcopf': False, 'ieee_24bus_G04': True} | FALSE
t-1 | market | 3 | KCL_DCOPF_constraint['9'] | 9 | {'dcopf': False, 'ieee_24bus_G04': True} | FALSE
t-1 | market | 3 | KCL_DCOPF_constraint['24'] | 24 | {'dcopf': False, 'ieee_24bus_G04': True} | FALSE
t-1 | market | 3 | KCL_DCOPF_constraint['4'] | 4 | {'dcopf': False, 'ieee_24bus_G04': True} | FALSE
t-1 | market | 3 | KCL_DCOPF_constraint['3'] | 3 | {'dcopf': False, 'ieee_24bus_G04': True} | FALSE
t-1 | market | 3 | KCL_DCOPF_constraint['16'] | 16 | {'dcopf': False, 'ieee_24bus_G04': True} | FALSE
t-1 | market | 3 | KCL_DCOPF_constraint['7'] | 7 | {'dcopf': False, 'ieee_24bus_G04': True} | FALSE
t-1 | market | 3 | KCL_DCOPF_constraint['10'] | 10 | {'dcopf': False, 'ieee_24bus_G04': True} | FALSE
t-1 | market | 3 | KCL_DCOPF_constraint['20'] | 20 | {'dcopf': False, 'ieee_24bus_G04': True} | FALSE
t-1 | market | 3 | KCL_DCOPF_constraint['18'] | 18 | {'dcopf': False, 'ieee_24bus_G04': True} | FALSE
t-1 | market | 3 | KCL_DCOPF_constraint['17'] | 17 | {'dcopf': False, 'ieee_24bus_G04': True} | FALSE
t-1 | market | 3 | KCL_DCOPF_constraint['14'] | 14 | {'dcopf': False, 'ieee_24bus_G04': True} | FALSE
t-1 | market | 3 | KCL_DCOPF_constraint['12'] | 12 | {'dcopf': False, 'ieee_24bus_G04': True} | FALSE
t-1 | market | 3 | KCL_DCOPF_constraint['19'] | 19 | {'dcopf': False, 'ieee_24bus_G04': True} | FALSE
t-1 | market | 3 | KCL_DCOPF_constraint['6'] | 6 | {'dcopf': False, 'ieee_24bus_G04': True} | FALSE
t-1 | market | 3 | KCL_DCOPF_constraint['22'] | 22 | {'dcopf': False, 'ieee_24bus_G04': True} | FALSE
t-1 | market | 3 | KCL_DCOPF_constraint['21'] | 21 | {'dcopf': False, 'ieee_24bus_G04': True} | FALSE
t-1 | market | 3 | KCL_DCOPF_constraint['23'] | 23 | {'dcopf': False, 'ieee_24bus_G04': True} | FALSE
t-1 | market | 3 | KCL_DCOPF_constraint['2'] | 2 | {'dcopf': False, 'ieee_24bus_G04': True} | FALSE
t-1 | market | 3 | KCL_DCOPF_constraint['13'] | 13 | {'dcopf': False, 'ieee_24bus_G04': True} | FALSE
t-1 | market | 3 | KCL_DCOPF_constraint['5'] | 5 | {'dcopf': False, 'ieee_24bus_G04': True} | FALSE
t-1 | market | 3 | KCL_DCOPF_constraint['8'] | 8 | {'dcopf': False, 'ieee_24bus_G04': True} | FALSE
t-1 | market | 3 | branch_KVL_DCOPF[L1-12] | L1-12 | {'dcopf': False, 'ieee_24bus_G04': True} | FALSE
t-1 | market | 3 | branch_KVL_DCOPF[L2-13] | L2-13 | {'dcopf': False, 'ieee_24bus_G04': True} | FALSE
t-1 | market | 3 | branch_KVL_DCOPF[L3-15] | L3-15 | {'dcopf': False, 'ieee_24bus_G04': True} | FALSE
t-1 | market | 3 | branch_KVL_DCOPF[L4-24] | L4-24 | {'dcopf': False, 'ieee_24bus_G04': True} | FALSE
t-1 | market | 3 | branch_KVL_DCOPF[L5-26] | L5-26 | {'dcopf': False, 'ieee_24bus_G04': True} | FALSE
t-1 | market | 3 | branch_KVL_DCOPF[L6-39] | L6-39 | {'dcopf': False, 'ieee_24bus_G04': True} | FALSE
t-1 | market | 3 | branch_KVL_DCOPF[L7-49] | L7-49 | {'dcopf': False, 'ieee_24bus_G04': True} | FALSE
t-1 | market | 3 | branch_KVL_DCOPF[L8-510] | L8-510 | {'dcopf': False, 'ieee_24bus_G04': True} | FALSE
t-1 | market | 3 | branch_KVL_DCOPF[L9-610] | L9-610 | {'dcopf': False, 'ieee_24bus_G04': True} | FALSE
t-1 | market | 3 | branch_KVL_DCOPF[L10-78] | L10-78 | {'dcopf': False, 'ieee_24bus_G04': True} | FALSE
t-1 | market | 3 | branch_KVL_DCOPF[L11-89] | L11-89 | {'dcopf': False, 'ieee_24bus_G04': True} | FALSE
t-1 | market | 3 | branch_KVL_DCOPF[L12-810] | L12-810 | {'dcopf': False, 'ieee_24bus_G04': True} | FALSE
t-1 | market | 3 | branch_KVL_DCOPF[L13-1113] | L13-1113 | {'dcopf': False, 'ieee_24bus_G04': True} | FALSE
t-1 | market | 3 | branch_KVL_DCOPF[L14-1114] | L14-1114 | {'dcopf': False, 'ieee_24bus_G04': True} | FALSE
t-1 | market | 3 | branch_KVL_DCOPF[L15-1213] | L15-1213 | {'dcopf': False, 'ieee_24bus_G04': True} | FALSE
t-1 | market | 3 | branch_KVL_DCOPF[L16-1223] | L16-1223 | {'dcopf': False, 'ieee_24bus_G04': True} | FALSE
t-1 | market | 3 | branch_KVL_DCOPF[L17-1323] | L17-1323 | {'dcopf': False, 'ieee_24bus_G04': True} | FALSE
t-1 | market | 3 | branch_KVL_DCOPF[L18-1416] | L18-1416 | {'dcopf': False, 'ieee_24bus_G04': True} | FALSE
t-1 | market | 3 | branch_KVL_DCOPF[L19-1516] | L19-1516 | {'dcopf': False, 'ieee_24bus_G04': True} | FALSE
t-1 | market | 3 | branch_KVL_DCOPF[L20-1521] | L20-1521 | {'dcopf': False, 'ieee_24bus_G04': True} | FALSE
t-1 | market | 3 | branch_KVL_DCOPF[L21-1521] | L21-1521 | {'dcopf': False, 'ieee_24bus_G04': True} | FALSE
t-1 | market | 3 | branch_KVL_DCOPF[L22-1524] | L22-1524 | {'dcopf': False, 'ieee_24bus_G04': True} | FALSE
t-1 | market | 3 | branch_KVL_DCOPF[L23-1617] | L23-1617 | {'dcopf': False, 'ieee_24bus_G04': True} | FALSE
t-1 | market | 3 | branch_KVL_DCOPF[L24-1619] | L24-1619 | {'dcopf': False, 'ieee_24bus_G04': True} | FALSE
t-1 | market | 3 | branch_KVL_DCOPF[L25-1718] | L25-1718 | {'dcopf': False, 'ieee_24bus_G04': True} | FALSE
t-1 | market | 3 | branch_KVL_DCOPF[L26-1722] | L26-1722 | {'dcopf': False, 'ieee_24bus_G04': True} | FALSE
t-1 | market | 3 | branch_KVL_DCOPF[L27-1821] | L27-1821 | {'dcopf': False, 'ieee_24bus_G04': True} | FALSE
t-1 | market | 3 | branch_KVL_DCOPF[L28-1821] | L28-1821 | {'dcopf': False, 'ieee_24bus_G04': True} | FALSE
t-1 | market | 3 | branch_KVL_DCOPF[L29-1920] | L29-1920 | {'dcopf': False, 'ieee_24bus_G04': True} | FALSE
t-1 | market | 3 | branch_KVL_DCOPF[L30-1920] | L30-1920 | {'dcopf': False, 'ieee_24bus_G04': True} | FALSE
t-1 | market | 3 | branch_KVL_DCOPF[L31-2023] | L31-2023 | {'dcopf': False, 'ieee_24bus_G04': True} | FALSE
t-1 | market | 3 | branch_KVL_DCOPF[L32-2023] | L32-2023 | {'dcopf': False, 'ieee_24bus_G04': True} | FALSE
t-1 | market | 3 | branch_KVL_DCOPF[L33-2122] | L33-2122 | {'dcopf': False, 'ieee_24bus_G04': True} | FALSE
t-1 | market | 3 | branch_voltage_angle[L1-12] | L1-12 | {'dcopf': False, 'ieee_24bus_G04': True} | FALSE
t-1 | market | 3 | branch_voltage_angle[L2-13] | L2-13 | {'dcopf': False, 'ieee_24bus_G04': True} | FALSE
t-1 | market | 3 | branch_voltage_angle[L3-15] | L3-15 | {'dcopf': False, 'ieee_24bus_G04': True} | FALSE
t-1 | market | 3 | branch_voltage_angle[L4-24] | L4-24 | {'dcopf': False, 'ieee_24bus_G04': True} | FALSE
t-1 | market | 3 | branch_voltage_angle[L5-26] | L5-26 | {'dcopf': False, 'ieee_24bus_G04': True} | FALSE
t-1 | market | 3 | branch_voltage_angle[L6-39] | L6-39 | {'dcopf': False, 'ieee_24bus_G04': True} | FALSE
t-1 | market | 3 | branch_voltage_angle[L7-49] | L7-49 | {'dcopf': False, 'ieee_24bus_G04': True} | FALSE
t-1 | market | 3 | branch_voltage_angle[L8-510] | L8-510 | {'dcopf': False, 'ieee_24bus_G04': True} | FALSE
t-1 | market | 3 | branch_voltage_angle[L9-610] | L9-610 | {'dcopf': False, 'ieee_24bus_G04': True} | FALSE
t-1 | market | 3 | branch_voltage_angle[L10-78] | L10-78 | {'dcopf': False, 'ieee_24bus_G04': True} | FALSE
t-1 | market | 3 | branch_voltage_angle[L11-89] | L11-89 | {'dcopf': False, 'ieee_24bus_G04': True} | FALSE
t-1 | market | 3 | branch_voltage_angle[L12-810] | L12-810 | {'dcopf': False, 'ieee_24bus_G04': True} | FALSE
t-1 | market | 3 | branch_voltage_angle[L13-1113] | L13-1113 | {'dcopf': False, 'ieee_24bus_G04': True} | FALSE
t-1 | market | 3 | branch_voltage_angle[L14-1114] | L14-1114 | {'dcopf': False, 'ieee_24bus_G04': True} | FALSE
t-1 | market | 3 | branch_voltage_angle[L15-1213] | L15-1213 | {'dcopf': False, 'ieee_24bus_G04': True} | FALSE
t-1 | market | 3 | branch_voltage_angle[L16-1223] | L16-1223 | {'dcopf': False, 'ieee_24bus_G04': True} | FALSE
t-1 | market | 3 | branch_voltage_angle[L17-1323] | L17-1323 | {'dcopf': False, 'ieee_24bus_G04': True} | FALSE
t-1 | market | 3 | branch_voltage_angle[L18-1416] | L18-1416 | {'dcopf': False, 'ieee_24bus_G04': True} | FALSE
t-1 | market | 3 | branch_voltage_angle[L19-1516] | L19-1516 | {'dcopf': False, 'ieee_24bus_G04': True} | FALSE
t-1 | market | 3 | branch_voltage_angle[L20-1521] | L20-1521 | {'dcopf': False, 'ieee_24bus_G04': True} | FALSE
t-1 | market | 3 | branch_voltage_angle[L21-1521] | L21-1521 | {'dcopf': False, 'ieee_24bus_G04': True} | FALSE
t-1 | market | 3 | branch_voltage_angle[L22-1524] | L22-1524 | {'dcopf': False, 'ieee_24bus_G04': True} | FALSE
t-1 | market | 3 | branch_voltage_angle[L23-1617] | L23-1617 | {'dcopf': False, 'ieee_24bus_G04': True} | FALSE
t-1 | market | 3 | branch_voltage_angle[L24-1619] | L24-1619 | {'dcopf': False, 'ieee_24bus_G04': True} | FALSE
t-1 | market | 3 | branch_voltage_angle[L25-1718] | L25-1718 | {'dcopf': False, 'ieee_24bus_G04': True} | FALSE
t-1 | market | 3 | branch_voltage_angle[L26-1722] | L26-1722 | {'dcopf': False, 'ieee_24bus_G04': True} | FALSE
t-1 | market | 3 | branch_voltage_angle[L27-1821] | L27-1821 | {'dcopf': False, 'ieee_24bus_G04': True} | FALSE
t-1 | market | 3 | branch_voltage_angle[L28-1821] | L28-1821 | {'dcopf': False, 'ieee_24bus_G04': True} | FALSE
t-1 | market | 3 | branch_voltage_angle[L29-1920] | L29-1920 | {'dcopf': False, 'ieee_24bus_G04': True} | FALSE
t-1 | market | 3 | branch_voltage_angle[L30-1920] | L30-1920 | {'dcopf': False, 'ieee_24bus_G04': True} | FALSE
t-1 | market | 3 | branch_voltage_angle[L31-2023] | L31-2023 | {'dcopf': False, 'ieee_24bus_G04': True} | FALSE
t-1 | market | 3 | branch_voltage_angle[L32-2023] | L32-2023 | {'dcopf': False, 'ieee_24bus_G04': True} | FALSE
t-1 | market | 3 | branch_voltage_angle[L33-2122] | L33-2122 | {'dcopf': False, 'ieee_24bus_G04': True} | FALSE
t-1 | market | 3 | transformer_2W_KVL_DCOPF[T1-324] | T1-324 | {'dcopf': False, 'ieee_24bus_G04': True} | FALSE
t-1 | market | 3 | transformer_2W_KVL_DCOPF[T2-911] | T2-911 | {'dcopf': False, 'ieee_24bus_G04': True} | FALSE
t-1 | market | 3 | transformer_2W_KVL_DCOPF[T3-912] | T3-912 | {'dcopf': False, 'ieee_24bus_G04': True} | FALSE
t-1 | market | 3 | transformer_2W_KVL_DCOPF[T4-1011] | T4-1011 | {'dcopf': False, 'ieee_24bus_G04': True} | FALSE
t-1 | market | 3 | transformer_2W_KVL_DCOPF[T5-1012] | T5-1012 | {'dcopf': False, 'ieee_24bus_G04': True} | FALSE
t-1 | market | 3 | transformer_2W_voltage_angle[T1-324] | T1-324 | {'dcopf': False, 'ieee_24bus_G04': True} | FALSE
t-1 | market | 3 | transformer_2W_voltage_angle[T2-911] | T2-911 | {'dcopf': False, 'ieee_24bus_G04': True} | FALSE
t-1 | market | 3 | transformer_2W_voltage_angle[T3-912] | T3-912 | {'dcopf': False, 'ieee_24bus_G04': True} | FALSE
t-1 | market | 3 | transformer_2W_voltage_angle[T4-1011] | T4-1011 | {'dcopf': False, 'ieee_24bus_G04': True} | FALSE
t-1 | market | 3 | transformer_2W_voltage_angle[T5-1012] | T5-1012 | {'dcopf': False, 'ieee_24bus_G04': True} | FALSE
t-1 | market | 3 | voltage_ref_bus['13'] | 13 | {'dcopf': False, 'ieee_24bus_G04': True} | FALSE
t-1 | market | 3 | branch_real_power_flow_UB[L1-12] | L1-12 | {'dcopf': False, 'ieee_24bus_G04': True} | FALSE
t-1 | market | 3 | branch_real_power_flow_UB[L2-13] | L2-13 | {'dcopf': False, 'ieee_24bus_G04': True} | FALSE
t-1 | market | 3 | branch_real_power_flow_UB[L3-15] | L3-15 | {'dcopf': False, 'ieee_24bus_G04': True} | FALSE
t-1 | market | 3 | branch_real_power_flow_UB[L4-24] | L4-24 | {'dcopf': False, 'ieee_24bus_G04': True} | FALSE
t-1 | market | 3 | branch_real_power_flow_UB[L5-26] | L5-26 | {'dcopf': False, 'ieee_24bus_G04': True} | FALSE
t-1 | market | 3 | branch_real_power_flow_UB[L6-39] | L6-39 | {'dcopf': False, 'ieee_24bus_G04': True} | FALSE
t-1 | market | 3 | branch_real_power_flow_UB[L7-49] | L7-49 | {'dcopf': False, 'ieee_24bus_G04': True} | FALSE
t-1 | market | 3 | branch_real_power_flow_UB[L8-510] | L8-510 | {'dcopf': False, 'ieee_24bus_G04': True} | FALSE
t-1 | market | 3 | branch_real_power_flow_UB[L9-610] | L9-610 | {'dcopf': False, 'ieee_24bus_G04': True} | FALSE
t-1 | market | 3 | branch_real_power_flow_UB[L10-78] | L10-78 | {'dcopf': False, 'ieee_24bus_G04': True} | FALSE
t-1 | market | 3 | branch_real_power_flow_UB[L11-89] | L11-89 | {'dcopf': False, 'ieee_24bus_G04': True} | FALSE
t-1 | market | 3 | branch_real_power_flow_UB[L12-810] | L12-810 | {'dcopf': False, 'ieee_24bus_G04': True} | FALSE
t-1 | market | 3 | branch_real_power_flow_UB[L13-1113] | L13-1113 | {'dcopf': False, 'ieee_24bus_G04': True} | FALSE
t-1 | market | 3 | branch_real_power_flow_UB[L14-1114] | L14-1114 | {'dcopf': False, 'ieee_24bus_G04': True} | FALSE
t-1 | market | 3 | branch_real_power_flow_UB[L15-1213] | L15-1213 | {'dcopf': False, 'ieee_24bus_G04': True} | FALSE
t-1 | market | 3 | branch_real_power_flow_UB[L16-1223] | L16-1223 | {'dcopf': False, 'ieee_24bus_G04': True} | FALSE
t-1 | market | 3 | branch_real_power_flow_UB[L17-1323] | L17-1323 | {'dcopf': False, 'ieee_24bus_G04': True} | FALSE
t-1 | market | 3 | branch_real_power_flow_UB[L18-1416] | L18-1416 | {'dcopf': False, 'ieee_24bus_G04': True} | FALSE
t-1 | market | 3 | branch_real_power_flow_UB[L19-1516] | L19-1516 | {'dcopf': False, 'ieee_24bus_G04': True} | FALSE
t-1 | market | 3 | branch_real_power_flow_UB[L20-1521] | L20-1521 | {'dcopf': False, 'ieee_24bus_G04': True} | FALSE
t-1 | market | 3 | branch_real_power_flow_UB[L21-1521] | L21-1521 | {'dcopf': False, 'ieee_24bus_G04': True} | FALSE
t-1 | market | 3 | branch_real_power_flow_UB[L22-1524] | L22-1524 | {'dcopf': False, 'ieee_24bus_G04': True} | FALSE
t-1 | market | 3 | branch_real_power_flow_UB[L23-1617] | L23-1617 | {'dcopf': False, 'ieee_24bus_G04': True} | FALSE
t-1 | market | 3 | branch_real_power_flow_UB[L24-1619] | L24-1619 | {'dcopf': False, 'ieee_24bus_G04': True} | FALSE
t-1 | market | 3 | branch_real_power_flow_UB[L25-1718] | L25-1718 | {'dcopf': False, 'ieee_24bus_G04': True} | FALSE
t-1 | market | 3 | branch_real_power_flow_UB[L26-1722] | L26-1722 | {'dcopf': False, 'ieee_24bus_G04': True} | FALSE
t-1 | market | 3 | branch_real_power_flow_UB[L27-1821] | L27-1821 | {'dcopf': False, 'ieee_24bus_G04': True} | FALSE
t-1 | market | 3 | branch_real_power_flow_UB[L28-1821] | L28-1821 | {'dcopf': False, 'ieee_24bus_G04': True} | FALSE
t-1 | market | 3 | branch_real_power_flow_UB[L29-1920] | L29-1920 | {'dcopf': False, 'ieee_24bus_G04': True} | FALSE
t-1 | market | 3 | branch_real_power_flow_UB[L30-1920] | L30-1920 | {'dcopf': False, 'ieee_24bus_G04': True} | FALSE
t-1 | market | 3 | branch_real_power_flow_UB[L31-2023] | L31-2023 | {'dcopf': False, 'ieee_24bus_G04': True} | FALSE
t-1 | market | 3 | branch_real_power_flow_UB[L32-2023] | L32-2023 | {'dcopf': False, 'ieee_24bus_G04': True} | FALSE
t-1 | market | 3 | branch_real_power_flow_UB[L33-2122] | L33-2122 | {'dcopf': False, 'ieee_24bus_G04': True} | FALSE
t-1 | market | 3 | branch_real_power_flow_UB_reverse[L1-12] | L1-12 | {'dcopf': False, 'ieee_24bus_G04': True} | FALSE
t-1 | market | 3 | branch_real_power_flow_UB_reverse[L2-13] | L2-13 | {'dcopf': False, 'ieee_24bus_G04': True} | FALSE
t-1 | market | 3 | branch_real_power_flow_UB_reverse[L3-15] | L3-15 | {'dcopf': False, 'ieee_24bus_G04': True} | FALSE
t-1 | market | 3 | branch_real_power_flow_UB_reverse[L4-24] | L4-24 | {'dcopf': False, 'ieee_24bus_G04': True} | FALSE
t-1 | market | 3 | branch_real_power_flow_UB_reverse[L5-26] | L5-26 | {'dcopf': False, 'ieee_24bus_G04': True} | FALSE
t-1 | market | 3 | branch_real_power_flow_UB_reverse[L6-39] | L6-39 | {'dcopf': False, 'ieee_24bus_G04': True} | FALSE
t-1 | market | 3 | branch_real_power_flow_UB_reverse[L7-49] | L7-49 | {'dcopf': False, 'ieee_24bus_G04': True} | FALSE
t-1 | market | 3 | branch_real_power_flow_UB_reverse[L8-510] | L8-510 | {'dcopf': False, 'ieee_24bus_G04': True} | FALSE
t-1 | market | 3 | branch_real_power_flow_UB_reverse[L9-610] | L9-610 | {'dcopf': False, 'ieee_24bus_G04': True} | FALSE
t-1 | market | 3 | branch_real_power_flow_UB_reverse[L10-78] | L10-78 | {'dcopf': False, 'ieee_24bus_G04': True} | FALSE
t-1 | market | 3 | branch_real_power_flow_UB_reverse[L11-89] | L11-89 | {'dcopf': False, 'ieee_24bus_G04': True} | FALSE
t-1 | market | 3 | branch_real_power_flow_UB_reverse[L12-810] | L12-810 | {'dcopf': False, 'ieee_24bus_G04': True} | FALSE
t-1 | market | 3 | branch_real_power_flow_UB_reverse[L13-1113] | L13-1113 | {'dcopf': False, 'ieee_24bus_G04': True} | FALSE
t-1 | market | 3 | branch_real_power_flow_UB_reverse[L14-1114] | L14-1114 | {'dcopf': False, 'ieee_24bus_G04': True} | FALSE
t-1 | market | 3 | branch_real_power_flow_UB_reverse[L15-1213] | L15-1213 | {'dcopf': False, 'ieee_24bus_G04': True} | FALSE
t-1 | market | 3 | branch_real_power_flow_UB_reverse[L16-1223] | L16-1223 | {'dcopf': False, 'ieee_24bus_G04': True} | FALSE
t-1 | market | 3 | branch_real_power_flow_UB_reverse[L17-1323] | L17-1323 | {'dcopf': False, 'ieee_24bus_G04': True} | FALSE
t-1 | market | 3 | branch_real_power_flow_UB_reverse[L18-1416] | L18-1416 | {'dcopf': False, 'ieee_24bus_G04': True} | FALSE
t-1 | market | 3 | branch_real_power_flow_UB_reverse[L19-1516] | L19-1516 | {'dcopf': False, 'ieee_24bus_G04': True} | FALSE
t-1 | market | 3 | branch_real_power_flow_UB_reverse[L20-1521] | L20-1521 | {'dcopf': False, 'ieee_24bus_G04': True} | FALSE
t-1 | market | 3 | branch_real_power_flow_UB_reverse[L21-1521] | L21-1521 | {'dcopf': False, 'ieee_24bus_G04': True} | FALSE
t-1 | market | 3 | branch_real_power_flow_UB_reverse[L22-1524] | L22-1524 | {'dcopf': False, 'ieee_24bus_G04': True} | FALSE
t-1 | market | 3 | branch_real_power_flow_UB_reverse[L23-1617] | L23-1617 | {'dcopf': False, 'ieee_24bus_G04': True} | FALSE
t-1 | market | 3 | branch_real_power_flow_UB_reverse[L24-1619] | L24-1619 | {'dcopf': False, 'ieee_24bus_G04': True} | FALSE
t-1 | market | 3 | branch_real_power_flow_UB_reverse[L25-1718] | L25-1718 | {'dcopf': False, 'ieee_24bus_G04': True} | FALSE
t-1 | market | 3 | branch_real_power_flow_UB_reverse[L26-1722] | L26-1722 | {'dcopf': False, 'ieee_24bus_G04': True} | FALSE
t-1 | market | 3 | branch_real_power_flow_UB_reverse[L27-1821] | L27-1821 | {'dcopf': False, 'ieee_24bus_G04': True} | FALSE
t-1 | market | 3 | branch_real_power_flow_UB_reverse[L28-1821] | L28-1821 | {'dcopf': False, 'ieee_24bus_G04': True} | FALSE
t-1 | market | 3 | branch_real_power_flow_UB_reverse[L29-1920] | L29-1920 | {'dcopf': False, 'ieee_24bus_G04': True} | FALSE
t-1 | market | 3 | branch_real_power_flow_UB_reverse[L30-1920] | L30-1920 | {'dcopf': False, 'ieee_24bus_G04': True} | FALSE
t-1 | market | 3 | branch_real_power_flow_UB_reverse[L31-2023] | L31-2023 | {'dcopf': False, 'ieee_24bus_G04': True} | FALSE
t-1 | market | 3 | branch_real_power_flow_UB_reverse[L32-2023] | L32-2023 | {'dcopf': False, 'ieee_24bus_G04': True} | FALSE
t-1 | market | 3 | branch_real_power_flow_UB_reverse[L33-2122] | L33-2122 | {'dcopf': False, 'ieee_24bus_G04': True} | FALSE
t-1 | market | 3 | transformer_2W_real_power_flow_UB[T1-324] | T1-324 | {'dcopf': False, 'ieee_24bus_G04': True} | FALSE
t-1 | market | 3 | transformer_2W_real_power_flow_UB[T2-911] | T2-911 | {'dcopf': False, 'ieee_24bus_G04': True} | FALSE
t-1 | market | 3 | transformer_2W_real_power_flow_UB[T3-912] | T3-912 | {'dcopf': False, 'ieee_24bus_G04': True} | FALSE
t-1 | market | 3 | transformer_2W_real_power_flow_UB[T4-1011] | T4-1011 | {'dcopf': False, 'ieee_24bus_G04': True} | FALSE
t-1 | market | 3 | transformer_2W_real_power_flow_UB[T5-1012] | T5-1012 | {'dcopf': False, 'ieee_24bus_G04': True} | FALSE
t-1 | market | 3 | transformer_2W_real_power_flow_UB_reverse[T1-324] | T1-324 | {'dcopf': False, 'ieee_24bus_G04': True} | FALSE
t-1 | market | 3 | transformer_2W_real_power_flow_UB_reverse[T2-911] | T2-911 | {'dcopf': False, 'ieee_24bus_G04': True} | FALSE
t-1 | market | 3 | transformer_2W_real_power_flow_UB_reverse[T3-912] | T3-912 | {'dcopf': False, 'ieee_24bus_G04': True} | FALSE
t-1 | market | 3 | transformer_2W_real_power_flow_UB_reverse[T4-1011] | T4-1011 | {'dcopf': False, 'ieee_24bus_G04': True} | FALSE
t-1 | market | 3 | transformer_2W_real_power_flow_UB_reverse[T5-1012] | T5-1012 | {'dcopf': False, 'ieee_24bus_G04': True} | FALSE
t-1 | market | 3 | dcopf_generation_redispatch[G1] | G1 | {'dcopf': False, 'ieee_24bus_G04': True} | FALSE
t-1 | market | 3 | dcopf_generation_redispatch[G2] | G2 | {'dcopf': False, 'ieee_24bus_G04': True} | FALSE
t-1 | market | 3 | dcopf_generation_redispatch[G3] | G3 | {'dcopf': False, 'ieee_24bus_G04': True} | FALSE
t-1 | market | 3 | dcopf_generation_redispatch[G4] | G4 | {'dcopf': False, 'ieee_24bus_G04': True} | FALSE
t-1 | market | 3 | dcopf_generation_redispatch[G5] | G5 | {'dcopf': False, 'ieee_24bus_G04': True} | FALSE
t-1 | market | 3 | dcopf_generation_redispatch[G6] | G6 | {'dcopf': False, 'ieee_24bus_G04': True} | FALSE
t-1 | market | 3 | dcopf_generation_redispatch[G7] | G7 | {'dcopf': False, 'ieee_24bus_G04': True} | FALSE
t-1 | market | 3 | dcopf_generation_redispatch[G8] | G8 | {'dcopf': False, 'ieee_24bus_G04': True} | FALSE
t-1 | market | 3 | dcopf_generation_redispatch[G9] | G9 | {'dcopf': False, 'ieee_24bus_G04': True} | FALSE
t-1 | market | 3 | dcopf_generation_redispatch[G10] | G10 | {'dcopf': False, 'ieee_24bus_G04': True} | FALSE
t-1 | market | 3 | dcopf_generation_redispatch[G11] | G11 | {'dcopf': False, 'ieee_24bus_G04': True} | FALSE
t-1 | market | 3 | dcopf_generation_redispatch[G12] | G12 | {'dcopf': False, 'ieee_24bus_G04': True} | FALSE
t-1 | market | 3 | dcopf_generation_redispatch['W@1.1'] | W@1.1 | {'dcopf': False, 'ieee_24bus_G04': True} | FALSE
t-1 | market | 3 | dcopf_generation_redispatch['W@1.2'] | W@1.2 | {'dcopf': False, 'ieee_24bus_G04': True} | FALSE
t-1 | market | 3 | dcopf_generation_redispatch[W@2] | W@2 | {'dcopf': False, 'ieee_24bus_G04': True} | FALSE
t-1 | market | 3 | dcopf_generation_redispatch[W@3] | W@3 | {'dcopf': False, 'ieee_24bus_G04': True} | FALSE
t-1 | market | 3 | dcopf_generation_redispatch[W@5] | W@5 | {'dcopf': False, 'ieee_24bus_G04': True} | FALSE
t-1 | market | 3 | dcopf_generation_redispatch[W@7] | W@7 | {'dcopf': False, 'ieee_24bus_G04': True} | FALSE
t-1 | market | 3 | generator_prorata_bid_decompose[G1] | G1 | {'dcopf': False, 'ieee_24bus_G04': True} | FALSE
t-1 | market | 3 | generator_prorata_bid_decompose[G2] | G2 | {'dcopf': False, 'ieee_24bus_G04': True} | FALSE
t-1 | market | 3 | generator_prorata_bid_decompose[G3] | G3 | {'dcopf': False, 'ieee_24bus_G04': True} | FALSE
t-1 | market | 3 | generator_prorata_bid_decompose[G4] | G4 | {'dcopf': False, 'ieee_24bus_G04': True} | FALSE
t-1 | market | 3 | generator_prorata_bid_decompose[G5] | G5 | {'dcopf': False, 'ieee_24bus_G04': True} | FALSE
t-1 | market | 3 | generator_prorata_bid_decompose[G6] | G6 | {'dcopf': False, 'ieee_24bus_G04': True} | FALSE
t-1 | market | 3 | generator_prorata_bid_decompose[G7] | G7 | {'dcopf': False, 'ieee_24bus_G04': True} | FALSE
t-1 | market | 3 | generator_prorata_bid_decompose[G8] | G8 | {'dcopf': False, 'ieee_24bus_G04': True} | FALSE
t-1 | market | 3 | generator_prorata_bid_decompose[G9] | G9 | {'dcopf': False, 'ieee_24bus_G04': True} | FALSE
t-1 | market | 3 | generator_prorata_bid_decompose[G10] | G10 | {'dcopf': False, 'ieee_24bus_G04': True} | FALSE
t-1 | market | 3 | generator_prorata_bid_decompose[G11] | G11 | {'dcopf': False, 'ieee_24bus_G04': True} | FALSE
t-1 | market | 3 | generator_prorata_bid_decompose[G12] | G12 | {'dcopf': False, 'ieee_24bus_G04': True} | FALSE
t-1 | market | 3 | generator_prorata_bid_decompose['W@1.1'] | W@1.1 | {'dcopf': False, 'ieee_24bus_G04': True} | FALSE
t-1 | market | 3 | generator_prorata_bid_decompose['W@1.2'] | W@1.2 | {'dcopf': False, 'ieee_24bus_G04': True} | FALSE
t-1 | market | 3 | generator_prorata_bid_decompose[W@2] | W@2 | {'dcopf': False, 'ieee_24bus_G04': True} | FALSE
t-1 | market | 3 | generator_prorata_bid_decompose[W@3] | W@3 | {'dcopf': False, 'ieee_24bus_G04': True} | FALSE
t-1 | market | 3 | generator_prorata_bid_decompose[W@5] | W@5 | {'dcopf': False, 'ieee_24bus_G04': True} | FALSE
t-1 | market | 3 | generator_prorata_bid_decompose[W@7] | W@7 | {'dcopf': False, 'ieee_24bus_G04': True} | FALSE
t-1 | market | 3 | generator_prorata_offer_bigM['W@1.1'] | W@1.1 | {'dcopf': False, 'ieee_24bus_G04': True} | FALSE
t-1 | market | 3 | generator_prorata_offer_bigM['W@1.2'] | W@1.2 | {'dcopf': False, 'ieee_24bus_G04': True} | FALSE
t-1 | market | 3 | generator_prorata_offer_bigM[W@2] | W@2 | {'dcopf': False, 'ieee_24bus_G04': True} | FALSE
t-1 | market | 3 | generator_prorata_offer_bigM[W@3] | W@3 | {'dcopf': False, 'ieee_24bus_G04': True} | FALSE
t-1 | market | 3 | generator_prorata_offer_bigM[W@5] | W@5 | {'dcopf': False, 'ieee_24bus_G04': True} | FALSE
t-1 | market | 3 | generator_prorata_offer_bigM[W@7] | W@7 | {'dcopf': False, 'ieee_24bus_G04': True} | FALSE
t-1 | market | 3 | generator_prorata_bid_bigM['W@1.1'] | W@1.1 | {'dcopf': False, 'ieee_24bus_G04': True} | FALSE
t-1 | market | 3 | generator_prorata_bid_bigM['W@1.2'] | W@1.2 | {'dcopf': False, 'ieee_24bus_G04': True} | FALSE
t-1 | market | 3 | generator_prorata_bid_bigM[W@2] | W@2 | {'dcopf': False, 'ieee_24bus_G04': True} | FALSE
t-1 | market | 3 | generator_prorata_bid_bigM[W@3] | W@3 | {'dcopf': False, 'ieee_24bus_G04': True} | FALSE
t-1 | market | 3 | generator_prorata_bid_bigM[W@5] | W@5 | {'dcopf': False, 'ieee_24bus_G04': True} | FALSE
t-1 | market | 3 | generator_prorata_bid_bigM[W@7] | W@7 | {'dcopf': False, 'ieee_24bus_G04': True} | FALSE
t-1 | market | 3 | generator_prorata_no_offer_when_curtailed['W@1.1'] | W@1.1 | {'dcopf': False, 'ieee_24bus_G04': True} | FALSE
t-1 | market | 3 | generator_prorata_no_offer_when_curtailed['W@1.2'] | W@1.2 | {'dcopf': False, 'ieee_24bus_G04': True} | FALSE
t-1 | market | 3 | generator_prorata_no_offer_when_curtailed[W@2] | W@2 | {'dcopf': False, 'ieee_24bus_G04': True} | FALSE
t-1 | market | 3 | generator_prorata_no_offer_when_curtailed[W@3] | W@3 | {'dcopf': False, 'ieee_24bus_G04': True} | FALSE
t-1 | market | 3 | generator_prorata_no_offer_when_curtailed[W@5] | W@5 | {'dcopf': False, 'ieee_24bus_G04': True} | FALSE
t-1 | market | 3 | generator_prorata_no_offer_when_curtailed[W@7] | W@7 | {'dcopf': False, 'ieee_24bus_G04': True} | FALSE
t-1 | market | 3 | generation_prorata_curtailment_LB['W@1.1'] | W@1.1 | {'dcopf': False, 'ieee_24bus_G04': True} | FALSE
t-1 | market | 3 | generation_prorata_curtailment_LB['W@1.2'] | W@1.2 | {'dcopf': False, 'ieee_24bus_G04': True} | FALSE
t-1 | market | 3 | generation_prorata_curtailment_LB[W@2] | W@2 | {'dcopf': False, 'ieee_24bus_G04': True} | FALSE
t-1 | market | 3 | generation_prorata_curtailment_LB[W@3] | W@3 | {'dcopf': False, 'ieee_24bus_G04': True} | FALSE
t-1 | market | 3 | generation_prorata_curtailment_LB[W@5] | W@5 | {'dcopf': False, 'ieee_24bus_G04': True} | FALSE
t-1 | market | 3 | generation_prorata_curtailment_LB[W@7] | W@7 | {'dcopf': False, 'ieee_24bus_G04': True} | FALSE
t-1 | market | 3 | generation_prorata_curtailment_UB['W@1.1'] | W@1.1 | {'dcopf': False, 'ieee_24bus_G04': True} | FALSE
t-1 | market | 3 | generation_prorata_curtailment_UB['W@1.2'] | W@1.2 | {'dcopf': False, 'ieee_24bus_G04': True} | FALSE
t-1 | market | 3 | generation_prorata_curtailment_UB[W@2] | W@2 | {'dcopf': False, 'ieee_24bus_G04': True} | FALSE
t-1 | market | 3 | generation_prorata_curtailment_UB[W@3] | W@3 | {'dcopf': False, 'ieee_24bus_G04': True} | FALSE
t-1 | market | 3 | generation_prorata_curtailment_UB[W@5] | W@5 | {'dcopf': False, 'ieee_24bus_G04': True} | FALSE
t-1 | market | 3 | generation_prorata_curtailment_UB[W@7] | W@7 | {'dcopf': False, 'ieee_24bus_G04': True} | FALSE
t-1 | market | 3 | generation_prorata_curtailment_piecewise_logic_firm[G1] | G1 | {'dcopf': False, 'ieee_24bus_G04': True} | FALSE
t-1 | market | 3 | generation_prorata_curtailment_piecewise_logic_firm[G2] | G2 | {'dcopf': False, 'ieee_24bus_G04': True} | FALSE
t-1 | market | 3 | generation_prorata_curtailment_piecewise_logic_firm[G3] | G3 | {'dcopf': False, 'ieee_24bus_G04': True} | FALSE
t-1 | market | 3 | generation_prorata_curtailment_piecewise_logic_firm[G4] | G4 | {'dcopf': False, 'ieee_24bus_G04': True} | FALSE
t-1 | market | 3 | generation_prorata_curtailment_piecewise_logic_firm[G5] | G5 | {'dcopf': False, 'ieee_24bus_G04': True} | FALSE
t-1 | market | 3 | generation_prorata_curtailment_piecewise_logic_firm[G6] | G6 | {'dcopf': False, 'ieee_24bus_G04': True} | FALSE
t-1 | market | 3 | generation_prorata_curtailment_piecewise_logic_firm[G7] | G7 | {'dcopf': False, 'ieee_24bus_G04': True} | FALSE
t-1 | market | 3 | generation_prorata_curtailment_piecewise_logic_firm[G8] | G8 | {'dcopf': False, 'ieee_24bus_G04': True} | FALSE
t-1 | market | 3 | generation_prorata_curtailment_piecewise_logic_firm[G9] | G9 | {'dcopf': False, 'ieee_24bus_G04': True} | FALSE
t-1 | market | 3 | generation_prorata_curtailment_piecewise_logic_firm[G10] | G10 | {'dcopf': False, 'ieee_24bus_G04': True} | FALSE
t-1 | market | 3 | generation_prorata_curtailment_piecewise_logic_firm[G11] | G11 | {'dcopf': False, 'ieee_24bus_G04': True} | FALSE
t-1 | market | 3 | generation_prorata_curtailment_piecewise_logic_firm[G12] | G12 | {'dcopf': False, 'ieee_24bus_G04': True} | FALSE
t-1 | market | 3 | generation_prorata_curtailment_piecewise_logic_firm['W@1.1'] | W@1.1 | {'dcopf': False, 'ieee_24bus_G04': True} | FALSE
t-1 | market | 3 | generation_prorata_curtailment_piecewise_logic_firm['W@1.2'] | W@1.2 | {'dcopf': False, 'ieee_24bus_G04': True} | FALSE
t-1 | market | 3 | generation_prorata_curtailment_piecewise_logic_firm[W@2] | W@2 | {'dcopf': False, 'ieee_24bus_G04': True} | FALSE
t-1 | market | 3 | generation_prorata_curtailment_piecewise_logic_firm[W@3] | W@3 | {'dcopf': False, 'ieee_24bus_G04': True} | FALSE
t-1 | market | 3 | generation_prorata_curtailment_piecewise_logic_firm[W@5] | W@5 | {'dcopf': False, 'ieee_24bus_G04': True} | FALSE
t-1 | market | 3 | generation_prorata_curtailment_piecewise_logic_firm[W@7] | W@7 | {'dcopf': False, 'ieee_24bus_G04': True} | FALSE
t-1 | market | 3 | generation_prorata_curtailment_piecewise_logic_firm_UB[G1] | G1 | {'dcopf': False, 'ieee_24bus_G04': True} | FALSE
t-1 | market | 3 | generation_prorata_curtailment_piecewise_logic_firm_UB[G2] | G2 | {'dcopf': False, 'ieee_24bus_G04': True} | FALSE
t-1 | market | 3 | generation_prorata_curtailment_piecewise_logic_firm_UB[G3] | G3 | {'dcopf': False, 'ieee_24bus_G04': True} | FALSE
t-1 | market | 3 | generation_prorata_curtailment_piecewise_logic_firm_UB[G4] | G4 | {'dcopf': False, 'ieee_24bus_G04': True} | FALSE
t-1 | market | 3 | generation_prorata_curtailment_piecewise_logic_firm_UB[G5] | G5 | {'dcopf': False, 'ieee_24bus_G04': True} | FALSE
t-1 | market | 3 | generation_prorata_curtailment_piecewise_logic_firm_UB[G6] | G6 | {'dcopf': False, 'ieee_24bus_G04': True} | FALSE
t-1 | market | 3 | generation_prorata_curtailment_piecewise_logic_firm_UB[G7] | G7 | {'dcopf': False, 'ieee_24bus_G04': True} | FALSE
t-1 | market | 3 | generation_prorata_curtailment_piecewise_logic_firm_UB[G8] | G8 | {'dcopf': False, 'ieee_24bus_G04': True} | FALSE
t-1 | market | 3 | generation_prorata_curtailment_piecewise_logic_firm_UB[G9] | G9 | {'dcopf': False, 'ieee_24bus_G04': True} | FALSE
t-1 | market | 3 | generation_prorata_curtailment_piecewise_logic_firm_UB[G10] | G10 | {'dcopf': False, 'ieee_24bus_G04': True} | FALSE
t-1 | market | 3 | generation_prorata_curtailment_piecewise_logic_firm_UB[G11] | G11 | {'dcopf': False, 'ieee_24bus_G04': True} | FALSE
t-1 | market | 3 | generation_prorata_curtailment_piecewise_logic_firm_UB[G12] | G12 | {'dcopf': False, 'ieee_24bus_G04': True} | FALSE
t-1 | market | 3 | generation_prorata_curtailment_piecewise_logic_firm_UB['W@1.1'] | W@1.1 | {'dcopf': False, 'ieee_24bus_G04': True} | FALSE
t-1 | market | 3 | generation_prorata_curtailment_piecewise_logic_firm_UB['W@1.2'] | W@1.2 | {'dcopf': False, 'ieee_24bus_G04': True} | FALSE
t-1 | market | 3 | generation_prorata_curtailment_piecewise_logic_firm_UB[W@2] | W@2 | {'dcopf': False, 'ieee_24bus_G04': True} | FALSE
t-1 | market | 3 | generation_prorata_curtailment_piecewise_logic_firm_UB[W@3] | W@3 | {'dcopf': False, 'ieee_24bus_G04': True} | FALSE
t-1 | market | 3 | generation_prorata_curtailment_piecewise_logic_firm_UB[W@5] | W@5 | {'dcopf': False, 'ieee_24bus_G04': True} | FALSE
t-1 | market | 3 | generation_prorata_curtailment_piecewise_logic_firm_UB[W@7] | W@7 | {'dcopf': False, 'ieee_24bus_G04': True} | FALSE
t-1 | market | 3 | generation_prorata_curtailment_piecewise_logic_firm_zero[G1] | G1 | {'dcopf': False, 'ieee_24bus_G04': True} | FALSE
t-1 | market | 3 | generation_prorata_curtailment_piecewise_logic_firm_zero[G2] | G2 | {'dcopf': False, 'ieee_24bus_G04': True} | FALSE
t-1 | market | 3 | generation_prorata_curtailment_piecewise_logic_firm_zero[G3] | G3 | {'dcopf': False, 'ieee_24bus_G04': True} | FALSE
t-1 | market | 3 | generation_prorata_curtailment_piecewise_logic_firm_zero[G4] | G4 | {'dcopf': False, 'ieee_24bus_G04': True} | FALSE
t-1 | market | 3 | generation_prorata_curtailment_piecewise_logic_firm_zero[G5] | G5 | {'dcopf': False, 'ieee_24bus_G04': True} | FALSE
t-1 | market | 3 | generation_prorata_curtailment_piecewise_logic_firm_zero[G6] | G6 | {'dcopf': False, 'ieee_24bus_G04': True} | FALSE
t-1 | market | 3 | generation_prorata_curtailment_piecewise_logic_firm_zero[G7] | G7 | {'dcopf': False, 'ieee_24bus_G04': True} | FALSE
t-1 | market | 3 | generation_prorata_curtailment_piecewise_logic_firm_zero[G8] | G8 | {'dcopf': False, 'ieee_24bus_G04': True} | FALSE
t-1 | market | 3 | generation_prorata_curtailment_piecewise_logic_firm_zero[G9] | G9 | {'dcopf': False, 'ieee_24bus_G04': True} | FALSE
t-1 | market | 3 | generation_prorata_curtailment_piecewise_logic_firm_zero[G10] | G10 | {'dcopf': False, 'ieee_24bus_G04': True} | FALSE
t-1 | market | 3 | generation_prorata_curtailment_piecewise_logic_firm_zero[G11] | G11 | {'dcopf': False, 'ieee_24bus_G04': True} | FALSE
t-1 | market | 3 | generation_prorata_curtailment_piecewise_logic_firm_zero[G12] | G12 | {'dcopf': False, 'ieee_24bus_G04': True} | FALSE
t-1 | market | 3 | generation_prorata_curtailment_piecewise_logic_firm_zero['W@1.1'] | W@1.1 | {'dcopf': False, 'ieee_24bus_G04': True} | FALSE
t-1 | market | 3 | generation_prorata_curtailment_piecewise_logic_firm_zero['W@1.2'] | W@1.2 | {'dcopf': False, 'ieee_24bus_G04': True} | FALSE
t-1 | market | 3 | generation_prorata_curtailment_piecewise_logic_firm_zero[W@2] | W@2 | {'dcopf': False, 'ieee_24bus_G04': True} | FALSE
t-1 | market | 3 | generation_prorata_curtailment_piecewise_logic_firm_zero[W@3] | W@3 | {'dcopf': False, 'ieee_24bus_G04': True} | FALSE
t-1 | market | 3 | generation_prorata_curtailment_piecewise_logic_firm_zero[W@5] | W@5 | {'dcopf': False, 'ieee_24bus_G04': True} | FALSE
t-1 | market | 3 | generation_prorata_curtailment_piecewise_logic_firm_zero[W@7] | W@7 | {'dcopf': False, 'ieee_24bus_G04': True} | FALSE
t-1 | market | 3 | generator_prorata_curtailment_proportion_LB['W@1.1',South] | ('W@1.1', 'South') | {'dcopf': False, 'ieee_24bus_G04': True} | FALSE
t-1 | market | 3 | generator_prorata_curtailment_proportion_LB['W@1.1','13'] | ('W@1.1', '13') | {'dcopf': False, 'ieee_24bus_G04': True} | FALSE
t-1 | market | 3 | generator_prorata_curtailment_proportion_LB['W@1.2',South] | ('W@1.2', 'South') | {'dcopf': False, 'ieee_24bus_G04': True} | FALSE
t-1 | market | 3 | generator_prorata_curtailment_proportion_LB['W@1.2','13'] | ('W@1.2', '13') | {'dcopf': False, 'ieee_24bus_G04': True} | FALSE
t-1 | market | 3 | generator_prorata_curtailment_proportion_LB[W@2,South] | ('W@2', 'South') | {'dcopf': False, 'ieee_24bus_G04': True} | FALSE
t-1 | market | 3 | generator_prorata_curtailment_proportion_LB[W@2,'257'] | ('W@2', '257') | {'dcopf': False, 'ieee_24bus_G04': True} | FALSE
t-1 | market | 3 | generator_prorata_curtailment_proportion_LB[W@2,'2357'] | ('W@2', '2357') | {'dcopf': False, 'ieee_24bus_G04': True} | FALSE
t-1 | market | 3 | generator_prorata_curtailment_proportion_LB[W@3,South] | ('W@3', 'South') | {'dcopf': False, 'ieee_24bus_G04': True} | FALSE
t-1 | market | 3 | generator_prorata_curtailment_proportion_LB[W@3,'13'] | ('W@3', '13') | {'dcopf': False, 'ieee_24bus_G04': True} | FALSE
t-1 | market | 3 | generator_prorata_curtailment_proportion_LB[W@3,'2357'] | ('W@3', '2357') | {'dcopf': False, 'ieee_24bus_G04': True} | FALSE
t-1 | market | 3 | generator_prorata_curtailment_proportion_LB[W@5,South] | ('W@5', 'South') | {'dcopf': False, 'ieee_24bus_G04': True} | FALSE
t-1 | market | 3 | generator_prorata_curtailment_proportion_LB[W@5,'257'] | ('W@5', '257') | {'dcopf': False, 'ieee_24bus_G04': True} | FALSE
t-1 | market | 3 | generator_prorata_curtailment_proportion_LB[W@5,'2357'] | ('W@5', '2357') | {'dcopf': False, 'ieee_24bus_G04': True} | FALSE
t-1 | market | 3 | generator_prorata_curtailment_proportion_LB[W@7,South] | ('W@7', 'South') | {'dcopf': False, 'ieee_24bus_G04': True} | FALSE
t-1 | market | 3 | generator_prorata_curtailment_proportion_LB[W@7,'257'] | ('W@7', '257') | {'dcopf': False, 'ieee_24bus_G04': True} | FALSE
t-1 | market | 3 | generator_prorata_curtailment_proportion_LB[W@7,'2357'] | ('W@7', '2357') | {'dcopf': False, 'ieee_24bus_G04': True} | FALSE
t-1 | market | 3 | generator_prorata_curtailment_proportion_UB['W@1.1',South] | ('W@1.1', 'South') | {'dcopf': False, 'ieee_24bus_G04': True} | FALSE
t-1 | market | 3 | generator_prorata_curtailment_proportion_UB['W@1.1','13'] | ('W@1.1', '13') | {'dcopf': False, 'ieee_24bus_G04': True} | FALSE
t-1 | market | 3 | generator_prorata_curtailment_proportion_UB['W@1.2',South] | ('W@1.2', 'South') | {'dcopf': False, 'ieee_24bus_G04': True} | FALSE
t-1 | market | 3 | generator_prorata_curtailment_proportion_UB['W@1.2','13'] | ('W@1.2', '13') | {'dcopf': False, 'ieee_24bus_G04': True} | FALSE
t-1 | market | 3 | generator_prorata_curtailment_proportion_UB[W@2,South] | ('W@2', 'South') | {'dcopf': False, 'ieee_24bus_G04': True} | FALSE
t-1 | market | 3 | generator_prorata_curtailment_proportion_UB[W@2,'257'] | ('W@2', '257') | {'dcopf': False, 'ieee_24bus_G04': True} | FALSE
t-1 | market | 3 | generator_prorata_curtailment_proportion_UB[W@2,'2357'] | ('W@2', '2357') | {'dcopf': False, 'ieee_24bus_G04': True} | FALSE
t-1 | market | 3 | generator_prorata_curtailment_proportion_UB[W@3,South] | ('W@3', 'South') | {'dcopf': False, 'ieee_24bus_G04': True} | FALSE
t-1 | market | 3 | generator_prorata_curtailment_proportion_UB[W@3,'13'] | ('W@3', '13') | {'dcopf': False, 'ieee_24bus_G04': True} | FALSE
t-1 | market | 3 | generator_prorata_curtailment_proportion_UB[W@3,'2357'] | ('W@3', '2357') | {'dcopf': False, 'ieee_24bus_G04': True} | FALSE
t-1 | market | 3 | generator_prorata_curtailment_proportion_UB[W@5,South] | ('W@5', 'South') | {'dcopf': False, 'ieee_24bus_G04': True} | FALSE
t-1 | market | 3 | generator_prorata_curtailment_proportion_UB[W@5,'257'] | ('W@5', '257') | {'dcopf': False, 'ieee_24bus_G04': True} | FALSE
t-1 | market | 3 | generator_prorata_curtailment_proportion_UB[W@5,'2357'] | ('W@5', '2357') | {'dcopf': False, 'ieee_24bus_G04': True} | FALSE
t-1 | market | 3 | generator_prorata_curtailment_proportion_UB[W@7,South] | ('W@7', 'South') | {'dcopf': False, 'ieee_24bus_G04': True} | FALSE
t-1 | market | 3 | generator_prorata_curtailment_proportion_UB[W@7,'257'] | ('W@7', '257') | {'dcopf': False, 'ieee_24bus_G04': True} | FALSE
t-1 | market | 3 | generator_prorata_curtailment_proportion_UB[W@7,'2357'] | ('W@7', '2357') | {'dcopf': False, 'ieee_24bus_G04': True} | FALSE
t-1 | market | 3 | generator_prorata_group_active['W@1.1'] | W@1.1 | {'dcopf': False, 'ieee_24bus_G04': True} | FALSE
t-1 | market | 3 | generator_prorata_group_active['W@1.2'] | W@1.2 | {'dcopf': False, 'ieee_24bus_G04': True} | FALSE
t-1 | market | 3 | generator_prorata_group_active[W@2] | W@2 | {'dcopf': False, 'ieee_24bus_G04': True} | FALSE
t-1 | market | 3 | generator_prorata_group_active[W@3] | W@3 | {'dcopf': False, 'ieee_24bus_G04': True} | FALSE
t-1 | market | 3 | generator_prorata_group_active[W@5] | W@5 | {'dcopf': False, 'ieee_24bus_G04': True} | FALSE
t-1 | market | 3 | generator_prorata_group_active[W@7] | W@7 | {'dcopf': False, 'ieee_24bus_G04': True} | FALSE
t-1 | market | 4 | demand_real_power_constraint[D1] | D1 | {'common': True, 'ieee_24bus_G04': True} | TRUE | 0 | 0 | 0 | 0 | {'demand_real_power_met[D1]': 0.47500000000000003, 'demand_proportion_real_power_met[D1]': 1.0}
t-1 | market | 4 | demand_real_power_constraint[D2] | D2 | {'common': True, 'ieee_24bus_G04': True} | TRUE | 0 | 0 | 0 | 0 | {'demand_real_power_met[D2]': 0.425, 'demand_proportion_real_power_met[D2]': 1.0}
t-1 | market | 4 | demand_real_power_constraint[D3] | D3 | {'common': True, 'ieee_24bus_G04': True} | TRUE | 0 | 0 | 0 | 0 | {'demand_real_power_met[D3]': 0.8, 'demand_proportion_real_power_met[D3]': 1.0}
t-1 | market | 4 | demand_real_power_constraint[D4] | D4 | {'common': True, 'ieee_24bus_G04': True} | TRUE | 0 | 0 | 0 | 0 | {'demand_real_power_met[D4]': 0.325, 'demand_proportion_real_power_met[D4]': 1.0}
t-1 | market | 4 | demand_real_power_constraint[D5] | D5 | {'common': True, 'ieee_24bus_G04': True} | TRUE | 0 | 0 | 0 | 0 | {'demand_real_power_met[D5]': 0.325, 'demand_proportion_real_power_met[D5]': 1.0}
t-1 | market | 4 | demand_real_power_constraint[D6] | D6 | {'common': True, 'ieee_24bus_G04': True} | TRUE | 0 | 0 | 0 | 0 | {'demand_real_power_met[D6]': 0.6, 'demand_proportion_real_power_met[D6]': 1.0}
t-1 | market | 4 | demand_real_power_constraint[D7] | D7 | {'common': True, 'ieee_24bus_G04': True} | TRUE | 0 | 0 | 0 | 0 | {'demand_real_power_met[D7]': 0.55, 'demand_proportion_real_power_met[D7]': 1.0}
t-1 | market | 4 | demand_real_power_constraint[D8] | D8 | {'common': True, 'ieee_24bus_G04': True} | TRUE | 0 | 0 | 0 | 0 | {'demand_real_power_met[D8]': 0.75, 'demand_proportion_real_power_met[D8]': 1.0}
t-1 | market | 4 | demand_real_power_constraint[D9] | D9 | {'common': True, 'ieee_24bus_G04': True} | TRUE | 0 | 0 | 0 | 0 | {'demand_real_power_met[D9]': 0.775, 'demand_proportion_real_power_met[D9]': 1.0}
t-1 | market | 4 | demand_real_power_constraint[D10] | D10 | {'common': True, 'ieee_24bus_G04': True} | TRUE | 0 | 0 | 0 | 0 | {'demand_real_power_met[D10]': 0.85, 'demand_proportion_real_power_met[D10]': 1.0}
t-1 | market | 4 | demand_real_power_constraint[D11] | D11 | {'common': True, 'ieee_24bus_G04': True} | TRUE | 4.4409e-16 | 0 | 0 | -4.4409e-16 | {'demand_real_power_met[D11]': 3.35, 'demand_proportion_real_power_met[D11]': 0.9999999999999999}
t-1 | market | 4 | demand_real_power_constraint[D12] | D12 | {'common': True, 'ieee_24bus_G04': True} | TRUE | 0 | 0 | 0 | 0 | {'demand_real_power_met[D12]': 2.45, 'demand_proportion_real_power_met[D12]': 1.0}
t-1 | market | 4 | demand_real_power_constraint[D13] | D13 | {'common': True, 'ieee_24bus_G04': True} | TRUE | 0 | 0 | 0 | 0 | {'demand_real_power_met[D13]': 4.0, 'demand_proportion_real_power_met[D13]': 1.0}
t-1 | market | 4 | demand_real_power_constraint[D14] | D14 | {'common': True, 'ieee_24bus_G04': True} | TRUE | 0 | 0 | 0 | 0 | {'demand_real_power_met[D14]': 1.25, 'demand_proportion_real_power_met[D14]': 1.0}
t-1 | market | 4 | demand_real_power_constraint[D15] | D15 | {'common': True, 'ieee_24bus_G04': True} | TRUE | 0 | 0 | 0 | 0 | {'demand_real_power_met[D15]': 4.2, 'demand_proportion_real_power_met[D15]': 1.0}
t-1 | market | 4 | demand_real_power_constraint[D16] | D16 | {'common': True, 'ieee_24bus_G04': True} | TRUE | 0 | 0 | 0 | 0 | {'demand_real_power_met[D16]': 2.25, 'demand_proportion_real_power_met[D16]': 1.0}
t-1 | market | 4 | demand_real_power_constraint[D17] | D17 | {'common': True, 'ieee_24bus_G04': True} | TRUE | 0 | 0 | 0 | 0 | {'demand_real_power_met[D17]': 1.625, 'demand_proportion_real_power_met[D17]': 1.0}
t-1 | market | 4 | interconnector_total_imports |  | {'common': True, 'ieee_24bus_G04': True} | TRUE | 0 | 0 | 0 | 0 | {'interconnector_real_power_total_imports': 0.0}
t-1 | market | 4 | interconnector_total_exports |  | {'common': True, 'ieee_24bus_G04': True} | TRUE | 0 | 0 | 0 | 0 | {'interconnector_real_power_total_exports': 0.0}
t-1 | market | 4 | generation_UC_real_power_LB[G1] | G1 | {'common': True, 'ieee_24bus_G04': True} | TRUE | 0 |  | 0 | 0 | {'generator_commitment[G1]': 0.0, 'generator_real_power_out[G1]': 0.0}
t-1 | market | 4 | generation_UC_real_power_LB[G2] | G2 | {'common': True, 'ieee_24bus_G04': True} | TRUE | 0 |  | 0 | 0 | {'generator_commitment[G2]': 0.0, 'generator_real_power_out[G2]': 0.0}
t-1 | market | 4 | generation_UC_real_power_LB[G3] | G3 | {'common': True, 'ieee_24bus_G04': True} | TRUE | 0 |  | 0 | 0 | {'generator_commitment[G3]': 0.0, 'generator_real_power_out[G3]': 0.0}
t-1 | market | 4 | generation_UC_real_power_LB[G4] | G4 | {'common': True, 'ieee_24bus_G04': True} | TRUE | 0 |  | 0 | 0 | {'generator_commitment[G4]': 0.0, 'generator_real_power_out[G4]': 0.0}
t-1 | market | 4 | generation_UC_real_power_LB[G5] | G5 | {'common': True, 'ieee_24bus_G04': True} | TRUE | 0 |  | 0 | 0 | {'generator_commitment[G5]': 0.0, 'generator_real_power_out[G5]': 0.0}
t-1 | market | 4 | generation_UC_real_power_LB[G6] | G6 | {'common': True, 'ieee_24bus_G04': True} | TRUE | 0 |  | 0 | 0 | {'generator_commitment[G6]': 0.0, 'generator_real_power_out[G6]': 0.0}
t-1 | market | 4 | generation_UC_real_power_LB[G7] | G7 | {'common': True, 'ieee_24bus_G04': True} | TRUE | 0 |  | 0 | 0 | {'generator_commitment[G7]': 0.0, 'generator_real_power_out[G7]': 0.0}
t-1 | market | 4 | generation_UC_real_power_LB[G8] | G8 | {'common': True, 'ieee_24bus_G04': True} | TRUE | -2 |  | 0 | 2 | {'generator_commitment[G8]': 1.0, 'generator_real_power_out[G8]': 3.0}
t-1 | market | 4 | generation_UC_real_power_LB[G9] | G9 | {'common': True, 'ieee_24bus_G04': True} | TRUE | -3 |  | 0 | 3 | {'generator_commitment[G9]': 1.0, 'generator_real_power_out[G9]': 4.0}
t-1 | market | 4 | generation_UC_real_power_LB[G10] | G10 | {'common': True, 'ieee_24bus_G04': True} | TRUE | 0 |  | 0 | 0 | {'generator_commitment[G10]': 0.0, 'generator_real_power_out[G10]': 0.0}
t-1 | market | 4 | generation_UC_real_power_LB[G11] | G11 | {'common': True, 'ieee_24bus_G04': True} | TRUE | 0 |  | 0 | 0 | {'generator_commitment[G11]': 0.0, 'generator_real_power_out[G11]': 0.0}
t-1 | market | 4 | generation_UC_real_power_LB[G12] | G12 | {'common': True, 'ieee_24bus_G04': True} | TRUE | 0 |  | 0 | 0 | {'generator_commitment[G12]': 0.0, 'generator_real_power_out[G12]': 0.0}
t-1 | market | 4 | generation_UC_real_power_LB['W@1.1'] | W@1.1 | {'common': True, 'ieee_24bus_G04': True} | TRUE | -3 |  | 0 | 3 | {"generator_commitment['W@1.1']": 1.0, "generator_real_power_out['W@1.1']": 3.0}
t-1 | market | 4 | generation_UC_real_power_LB['W@1.2'] | W@1.2 | {'common': True, 'ieee_24bus_G04': True} | TRUE | -3 |  | 0 | 3 | {"generator_commitment['W@1.2']": 1.0, "generator_real_power_out['W@1.2']": 3.0}
t-1 | market | 4 | generation_UC_real_power_LB[W@2] | W@2 | {'common': True, 'ieee_24bus_G04': True} | TRUE | -3 |  | 0 | 3 | {'generator_commitment[W@2]': 1.0, 'generator_real_power_out[W@2]': 3.0}
t-1 | market | 4 | generation_UC_real_power_LB[W@3] | W@3 | {'common': True, 'ieee_24bus_G04': True} | TRUE | -3 |  | 0 | 3 | {'generator_commitment[W@3]': 1.0, 'generator_real_power_out[W@3]': 3.0}
t-1 | market | 4 | generation_UC_real_power_LB[W@5] | W@5 | {'common': True, 'ieee_24bus_G04': True} | TRUE | -3 |  | 0 | 3 | {'generator_commitment[W@5]': 1.0, 'generator_real_power_out[W@5]': 3.0}
t-1 | market | 4 | generation_UC_real_power_LB[W@7] | W@7 | {'common': True, 'ieee_24bus_G04': True} | TRUE | -3 |  | 0 | 3 | {'generator_commitment[W@7]': 1.0, 'generator_real_power_out[W@7]': 3.0}
t-1 | market | 4 | generation_UC_real_power_UB[G1] | G1 | {'common': True, 'ieee_24bus_G04': True} | TRUE | 0 |  | 0 | 0 | {'generator_real_power_out[G1]': 0.0, 'generator_commitment[G1]': 0.0}
t-1 | market | 4 | generation_UC_real_power_UB[G2] | G2 | {'common': True, 'ieee_24bus_G04': True} | TRUE | 0 |  | 0 | 0 | {'generator_real_power_out[G2]': 0.0, 'generator_commitment[G2]': 0.0}
t-1 | market | 4 | generation_UC_real_power_UB[G3] | G3 | {'common': True, 'ieee_24bus_G04': True} | TRUE | 0 |  | 0 | 0 | {'generator_real_power_out[G3]': 0.0, 'generator_commitment[G3]': 0.0}
t-1 | market | 4 | generation_UC_real_power_UB[G4] | G4 | {'common': True, 'ieee_24bus_G04': True} | TRUE | 0 |  | 0 | 0 | {'generator_real_power_out[G4]': 0.0, 'generator_commitment[G4]': 0.0}
t-1 | market | 4 | generation_UC_real_power_UB[G5] | G5 | {'common': True, 'ieee_24bus_G04': True} | TRUE | 0 |  | 0 | 0 | {'generator_real_power_out[G5]': 0.0, 'generator_commitment[G5]': 0.0}
t-1 | market | 4 | generation_UC_real_power_UB[G6] | G6 | {'common': True, 'ieee_24bus_G04': True} | TRUE | 0 |  | 0 | 0 | {'generator_real_power_out[G6]': 0.0, 'generator_commitment[G6]': 0.0}
t-1 | market | 4 | generation_UC_real_power_UB[G7] | G7 | {'common': True, 'ieee_24bus_G04': True} | TRUE | 0 |  | 0 | 0 | {'generator_real_power_out[G7]': 0.0, 'generator_commitment[G7]': 0.0}
t-1 | market | 4 | generation_UC_real_power_UB[G8] | G8 | {'common': True, 'ieee_24bus_G04': True} | TRUE | -1 |  | 0 | 1 | {'generator_real_power_out[G8]': 3.0, 'generator_commitment[G8]': 1.0}
t-1 | market | 4 | generation_UC_real_power_UB[G9] | G9 | {'common': True, 'ieee_24bus_G04': True} | TRUE | 0 |  | 0 | 0 | {'generator_real_power_out[G9]': 4.0, 'generator_commitment[G9]': 1.0}
t-1 | market | 4 | generation_UC_real_power_UB[G10] | G10 | {'common': True, 'ieee_24bus_G04': True} | TRUE | 0 |  | 0 | 0 | {'generator_real_power_out[G10]': 0.0, 'generator_commitment[G10]': 0.0}
t-1 | market | 4 | generation_UC_real_power_UB[G11] | G11 | {'common': True, 'ieee_24bus_G04': True} | TRUE | 0 |  | 0 | 0 | {'generator_real_power_out[G11]': 0.0, 'generator_commitment[G11]': 0.0}
t-1 | market | 4 | generation_UC_real_power_UB[G12] | G12 | {'common': True, 'ieee_24bus_G04': True} | TRUE | 0 |  | 0 | 0 | {'generator_real_power_out[G12]': 0.0, 'generator_commitment[G12]': 0.0}
t-1 | market | 4 | generation_UC_real_power_UB['W@1.1'] | W@1.1 | {'common': True, 'ieee_24bus_G04': True} | TRUE | 0 |  | 0 | 0 | {"generator_real_power_out['W@1.1']": 3.0, "generator_commitment['W@1.1']": 1.0}
t-1 | market | 4 | generation_UC_real_power_UB['W@1.2'] | W@1.2 | {'common': True, 'ieee_24bus_G04': True} | TRUE | 0 |  | 0 | 0 | {"generator_real_power_out['W@1.2']": 3.0, "generator_commitment['W@1.2']": 1.0}
t-1 | market | 4 | generation_UC_real_power_UB[W@2] | W@2 | {'common': True, 'ieee_24bus_G04': True} | TRUE | 0 |  | 0 | 0 | {'generator_real_power_out[W@2]': 3.0, 'generator_commitment[W@2]': 1.0}
t-1 | market | 4 | generation_UC_real_power_UB[W@3] | W@3 | {'common': True, 'ieee_24bus_G04': True} | TRUE | 0 |  | 0 | 0 | {'generator_real_power_out[W@3]': 3.0, 'generator_commitment[W@3]': 1.0}
t-1 | market | 4 | generation_UC_real_power_UB[W@5] | W@5 | {'common': True, 'ieee_24bus_G04': True} | TRUE | 0 |  | 0 | 0 | {'generator_real_power_out[W@5]': 3.0, 'generator_commitment[W@5]': 1.0}
t-1 | market | 4 | generation_UC_real_power_UB[W@7] | W@7 | {'common': True, 'ieee_24bus_G04': True} | TRUE | 0 |  | 0 | 0 | {'generator_real_power_out[W@7]': 3.0, 'generator_commitment[W@7]': 1.0}
t-1 | market | 4 | KCL_Copper_constraint |  | {'copper_market': True, 'ieee_24bus_G04': True} | TRUE | 0 | 0 | 0 | 0 | {'generator_real_power_out[G1]': 0.0, 'generator_real_power_out[G2]': 0.0, 'generator_real_power_out[G3]': 0.0, 'generator_real_power_out[G4]': 0.0, 'generator_real_power_out[G5]': 0.0, 'generator_real_power_out[G6]': 0.0, 'generator_real_power_out[G7]': 0.0, 'generator_real_power_out[G8]': 3.0, 'generator_real_power_out[G9]': 4.0, 'generator_real_power_out[G10]': 0.0, 'generator_real_power_out[G11]': 0.0, 'generator_real_power_out[G12]': 0.0, "generator_real_power_out['W@1.1']": 3.0, "generator_real_power_out['W@1.2']": 3.0, 'generator_real_power_out[W@2]': 3.0, 'generator_real_power_out[W@3]': 3.0, 'generator_real_power_out[W@5]': 3.0, 'generator_real_power_out[W@7]': 3.0, 'demand_real_power_met[D1]': 0.47500000000000003, 'demand_real_power_met[D2]': 0.425, 'demand_real_power_met[D3]': 0.8, 'demand_real_power_met[D4]': 0.325, 'demand_real_power_met[D5]': 0.325, 'demand_real_power_met[D6]': 0.6, 'demand_real_power_met[D7]': 0.55, 'demand_real_power_met[D8]': 0.75, 'demand_real_power_met[D9]': 0.775, 'demand_real_power_met[D10]': 0.85, 'demand_real_power_met[D11]': 3.35, 'demand_real_power_met[D12]': 2.45, 'demand_real_power_met[D13]': 4.0, 'demand_real_power_met[D14]': 1.25, 'demand_real_power_met[D15]': 4.2, 'demand_real_power_met[D16]': 2.25, 'demand_real_power_met[D17]': 1.625}
t-1 | market | 4 | KCL_DCOPF_constraint['11'] | 11 | {'dcopf': False, 'ieee_24bus_G04': True} | FALSE
t-1 | market | 4 | KCL_DCOPF_constraint['15'] | 15 | {'dcopf': False, 'ieee_24bus_G04': True} | FALSE
t-1 | market | 4 | KCL_DCOPF_constraint['1'] | 1 | {'dcopf': False, 'ieee_24bus_G04': True} | FALSE
t-1 | market | 4 | KCL_DCOPF_constraint['9'] | 9 | {'dcopf': False, 'ieee_24bus_G04': True} | FALSE
t-1 | market | 4 | KCL_DCOPF_constraint['24'] | 24 | {'dcopf': False, 'ieee_24bus_G04': True} | FALSE
t-1 | market | 4 | KCL_DCOPF_constraint['4'] | 4 | {'dcopf': False, 'ieee_24bus_G04': True} | FALSE
t-1 | market | 4 | KCL_DCOPF_constraint['3'] | 3 | {'dcopf': False, 'ieee_24bus_G04': True} | FALSE
t-1 | market | 4 | KCL_DCOPF_constraint['16'] | 16 | {'dcopf': False, 'ieee_24bus_G04': True} | FALSE
t-1 | market | 4 | KCL_DCOPF_constraint['7'] | 7 | {'dcopf': False, 'ieee_24bus_G04': True} | FALSE
t-1 | market | 4 | KCL_DCOPF_constraint['10'] | 10 | {'dcopf': False, 'ieee_24bus_G04': True} | FALSE
t-1 | market | 4 | KCL_DCOPF_constraint['20'] | 20 | {'dcopf': False, 'ieee_24bus_G04': True} | FALSE
t-1 | market | 4 | KCL_DCOPF_constraint['18'] | 18 | {'dcopf': False, 'ieee_24bus_G04': True} | FALSE
t-1 | market | 4 | KCL_DCOPF_constraint['17'] | 17 | {'dcopf': False, 'ieee_24bus_G04': True} | FALSE
t-1 | market | 4 | KCL_DCOPF_constraint['14'] | 14 | {'dcopf': False, 'ieee_24bus_G04': True} | FALSE
t-1 | market | 4 | KCL_DCOPF_constraint['12'] | 12 | {'dcopf': False, 'ieee_24bus_G04': True} | FALSE
t-1 | market | 4 | KCL_DCOPF_constraint['19'] | 19 | {'dcopf': False, 'ieee_24bus_G04': True} | FALSE
t-1 | market | 4 | KCL_DCOPF_constraint['6'] | 6 | {'dcopf': False, 'ieee_24bus_G04': True} | FALSE
t-1 | market | 4 | KCL_DCOPF_constraint['22'] | 22 | {'dcopf': False, 'ieee_24bus_G04': True} | FALSE
t-1 | market | 4 | KCL_DCOPF_constraint['21'] | 21 | {'dcopf': False, 'ieee_24bus_G04': True} | FALSE
t-1 | market | 4 | KCL_DCOPF_constraint['23'] | 23 | {'dcopf': False, 'ieee_24bus_G04': True} | FALSE
t-1 | market | 4 | KCL_DCOPF_constraint['2'] | 2 | {'dcopf': False, 'ieee_24bus_G04': True} | FALSE
t-1 | market | 4 | KCL_DCOPF_constraint['13'] | 13 | {'dcopf': False, 'ieee_24bus_G04': True} | FALSE
t-1 | market | 4 | KCL_DCOPF_constraint['5'] | 5 | {'dcopf': False, 'ieee_24bus_G04': True} | FALSE
t-1 | market | 4 | KCL_DCOPF_constraint['8'] | 8 | {'dcopf': False, 'ieee_24bus_G04': True} | FALSE
t-1 | market | 4 | branch_KVL_DCOPF[L1-12] | L1-12 | {'dcopf': False, 'ieee_24bus_G04': True} | FALSE
t-1 | market | 4 | branch_KVL_DCOPF[L2-13] | L2-13 | {'dcopf': False, 'ieee_24bus_G04': True} | FALSE
t-1 | market | 4 | branch_KVL_DCOPF[L3-15] | L3-15 | {'dcopf': False, 'ieee_24bus_G04': True} | FALSE
t-1 | market | 4 | branch_KVL_DCOPF[L4-24] | L4-24 | {'dcopf': False, 'ieee_24bus_G04': True} | FALSE
t-1 | market | 4 | branch_KVL_DCOPF[L5-26] | L5-26 | {'dcopf': False, 'ieee_24bus_G04': True} | FALSE
t-1 | market | 4 | branch_KVL_DCOPF[L6-39] | L6-39 | {'dcopf': False, 'ieee_24bus_G04': True} | FALSE
t-1 | market | 4 | branch_KVL_DCOPF[L7-49] | L7-49 | {'dcopf': False, 'ieee_24bus_G04': True} | FALSE
t-1 | market | 4 | branch_KVL_DCOPF[L8-510] | L8-510 | {'dcopf': False, 'ieee_24bus_G04': True} | FALSE
t-1 | market | 4 | branch_KVL_DCOPF[L9-610] | L9-610 | {'dcopf': False, 'ieee_24bus_G04': True} | FALSE
t-1 | market | 4 | branch_KVL_DCOPF[L10-78] | L10-78 | {'dcopf': False, 'ieee_24bus_G04': True} | FALSE
t-1 | market | 4 | branch_KVL_DCOPF[L11-89] | L11-89 | {'dcopf': False, 'ieee_24bus_G04': True} | FALSE
t-1 | market | 4 | branch_KVL_DCOPF[L12-810] | L12-810 | {'dcopf': False, 'ieee_24bus_G04': True} | FALSE
t-1 | market | 4 | branch_KVL_DCOPF[L13-1113] | L13-1113 | {'dcopf': False, 'ieee_24bus_G04': True} | FALSE
t-1 | market | 4 | branch_KVL_DCOPF[L14-1114] | L14-1114 | {'dcopf': False, 'ieee_24bus_G04': True} | FALSE
t-1 | market | 4 | branch_KVL_DCOPF[L15-1213] | L15-1213 | {'dcopf': False, 'ieee_24bus_G04': True} | FALSE
t-1 | market | 4 | branch_KVL_DCOPF[L16-1223] | L16-1223 | {'dcopf': False, 'ieee_24bus_G04': True} | FALSE
t-1 | market | 4 | branch_KVL_DCOPF[L17-1323] | L17-1323 | {'dcopf': False, 'ieee_24bus_G04': True} | FALSE
t-1 | market | 4 | branch_KVL_DCOPF[L18-1416] | L18-1416 | {'dcopf': False, 'ieee_24bus_G04': True} | FALSE
t-1 | market | 4 | branch_KVL_DCOPF[L19-1516] | L19-1516 | {'dcopf': False, 'ieee_24bus_G04': True} | FALSE
t-1 | market | 4 | branch_KVL_DCOPF[L20-1521] | L20-1521 | {'dcopf': False, 'ieee_24bus_G04': True} | FALSE
t-1 | market | 4 | branch_KVL_DCOPF[L21-1521] | L21-1521 | {'dcopf': False, 'ieee_24bus_G04': True} | FALSE
t-1 | market | 4 | branch_KVL_DCOPF[L22-1524] | L22-1524 | {'dcopf': False, 'ieee_24bus_G04': True} | FALSE
t-1 | market | 4 | branch_KVL_DCOPF[L23-1617] | L23-1617 | {'dcopf': False, 'ieee_24bus_G04': True} | FALSE
t-1 | market | 4 | branch_KVL_DCOPF[L24-1619] | L24-1619 | {'dcopf': False, 'ieee_24bus_G04': True} | FALSE
t-1 | market | 4 | branch_KVL_DCOPF[L25-1718] | L25-1718 | {'dcopf': False, 'ieee_24bus_G04': True} | FALSE
t-1 | market | 4 | branch_KVL_DCOPF[L26-1722] | L26-1722 | {'dcopf': False, 'ieee_24bus_G04': True} | FALSE
t-1 | market | 4 | branch_KVL_DCOPF[L27-1821] | L27-1821 | {'dcopf': False, 'ieee_24bus_G04': True} | FALSE
t-1 | market | 4 | branch_KVL_DCOPF[L28-1821] | L28-1821 | {'dcopf': False, 'ieee_24bus_G04': True} | FALSE
t-1 | market | 4 | branch_KVL_DCOPF[L29-1920] | L29-1920 | {'dcopf': False, 'ieee_24bus_G04': True} | FALSE
t-1 | market | 4 | branch_KVL_DCOPF[L30-1920] | L30-1920 | {'dcopf': False, 'ieee_24bus_G04': True} | FALSE
t-1 | market | 4 | branch_KVL_DCOPF[L31-2023] | L31-2023 | {'dcopf': False, 'ieee_24bus_G04': True} | FALSE
t-1 | market | 4 | branch_KVL_DCOPF[L32-2023] | L32-2023 | {'dcopf': False, 'ieee_24bus_G04': True} | FALSE
t-1 | market | 4 | branch_KVL_DCOPF[L33-2122] | L33-2122 | {'dcopf': False, 'ieee_24bus_G04': True} | FALSE
t-1 | market | 4 | branch_voltage_angle[L1-12] | L1-12 | {'dcopf': False, 'ieee_24bus_G04': True} | FALSE
t-1 | market | 4 | branch_voltage_angle[L2-13] | L2-13 | {'dcopf': False, 'ieee_24bus_G04': True} | FALSE
t-1 | market | 4 | branch_voltage_angle[L3-15] | L3-15 | {'dcopf': False, 'ieee_24bus_G04': True} | FALSE
t-1 | market | 4 | branch_voltage_angle[L4-24] | L4-24 | {'dcopf': False, 'ieee_24bus_G04': True} | FALSE
t-1 | market | 4 | branch_voltage_angle[L5-26] | L5-26 | {'dcopf': False, 'ieee_24bus_G04': True} | FALSE
t-1 | market | 4 | branch_voltage_angle[L6-39] | L6-39 | {'dcopf': False, 'ieee_24bus_G04': True} | FALSE
t-1 | market | 4 | branch_voltage_angle[L7-49] | L7-49 | {'dcopf': False, 'ieee_24bus_G04': True} | FALSE
t-1 | market | 4 | branch_voltage_angle[L8-510] | L8-510 | {'dcopf': False, 'ieee_24bus_G04': True} | FALSE
t-1 | market | 4 | branch_voltage_angle[L9-610] | L9-610 | {'dcopf': False, 'ieee_24bus_G04': True} | FALSE
t-1 | market | 4 | branch_voltage_angle[L10-78] | L10-78 | {'dcopf': False, 'ieee_24bus_G04': True} | FALSE
t-1 | market | 4 | branch_voltage_angle[L11-89] | L11-89 | {'dcopf': False, 'ieee_24bus_G04': True} | FALSE
t-1 | market | 4 | branch_voltage_angle[L12-810] | L12-810 | {'dcopf': False, 'ieee_24bus_G04': True} | FALSE
t-1 | market | 4 | branch_voltage_angle[L13-1113] | L13-1113 | {'dcopf': False, 'ieee_24bus_G04': True} | FALSE
t-1 | market | 4 | branch_voltage_angle[L14-1114] | L14-1114 | {'dcopf': False, 'ieee_24bus_G04': True} | FALSE
t-1 | market | 4 | branch_voltage_angle[L15-1213] | L15-1213 | {'dcopf': False, 'ieee_24bus_G04': True} | FALSE
t-1 | market | 4 | branch_voltage_angle[L16-1223] | L16-1223 | {'dcopf': False, 'ieee_24bus_G04': True} | FALSE
t-1 | market | 4 | branch_voltage_angle[L17-1323] | L17-1323 | {'dcopf': False, 'ieee_24bus_G04': True} | FALSE
t-1 | market | 4 | branch_voltage_angle[L18-1416] | L18-1416 | {'dcopf': False, 'ieee_24bus_G04': True} | FALSE
t-1 | market | 4 | branch_voltage_angle[L19-1516] | L19-1516 | {'dcopf': False, 'ieee_24bus_G04': True} | FALSE
t-1 | market | 4 | branch_voltage_angle[L20-1521] | L20-1521 | {'dcopf': False, 'ieee_24bus_G04': True} | FALSE
t-1 | market | 4 | branch_voltage_angle[L21-1521] | L21-1521 | {'dcopf': False, 'ieee_24bus_G04': True} | FALSE
t-1 | market | 4 | branch_voltage_angle[L22-1524] | L22-1524 | {'dcopf': False, 'ieee_24bus_G04': True} | FALSE
t-1 | market | 4 | branch_voltage_angle[L23-1617] | L23-1617 | {'dcopf': False, 'ieee_24bus_G04': True} | FALSE
t-1 | market | 4 | branch_voltage_angle[L24-1619] | L24-1619 | {'dcopf': False, 'ieee_24bus_G04': True} | FALSE
t-1 | market | 4 | branch_voltage_angle[L25-1718] | L25-1718 | {'dcopf': False, 'ieee_24bus_G04': True} | FALSE
t-1 | market | 4 | branch_voltage_angle[L26-1722] | L26-1722 | {'dcopf': False, 'ieee_24bus_G04': True} | FALSE
t-1 | market | 4 | branch_voltage_angle[L27-1821] | L27-1821 | {'dcopf': False, 'ieee_24bus_G04': True} | FALSE
t-1 | market | 4 | branch_voltage_angle[L28-1821] | L28-1821 | {'dcopf': False, 'ieee_24bus_G04': True} | FALSE
t-1 | market | 4 | branch_voltage_angle[L29-1920] | L29-1920 | {'dcopf': False, 'ieee_24bus_G04': True} | FALSE
t-1 | market | 4 | branch_voltage_angle[L30-1920] | L30-1920 | {'dcopf': False, 'ieee_24bus_G04': True} | FALSE
t-1 | market | 4 | branch_voltage_angle[L31-2023] | L31-2023 | {'dcopf': False, 'ieee_24bus_G04': True} | FALSE
t-1 | market | 4 | branch_voltage_angle[L32-2023] | L32-2023 | {'dcopf': False, 'ieee_24bus_G04': True} | FALSE
t-1 | market | 4 | branch_voltage_angle[L33-2122] | L33-2122 | {'dcopf': False, 'ieee_24bus_G04': True} | FALSE
t-1 | market | 4 | transformer_2W_KVL_DCOPF[T1-324] | T1-324 | {'dcopf': False, 'ieee_24bus_G04': True} | FALSE
t-1 | market | 4 | transformer_2W_KVL_DCOPF[T2-911] | T2-911 | {'dcopf': False, 'ieee_24bus_G04': True} | FALSE
t-1 | market | 4 | transformer_2W_KVL_DCOPF[T3-912] | T3-912 | {'dcopf': False, 'ieee_24bus_G04': True} | FALSE
t-1 | market | 4 | transformer_2W_KVL_DCOPF[T4-1011] | T4-1011 | {'dcopf': False, 'ieee_24bus_G04': True} | FALSE
t-1 | market | 4 | transformer_2W_KVL_DCOPF[T5-1012] | T5-1012 | {'dcopf': False, 'ieee_24bus_G04': True} | FALSE
t-1 | market | 4 | transformer_2W_voltage_angle[T1-324] | T1-324 | {'dcopf': False, 'ieee_24bus_G04': True} | FALSE
t-1 | market | 4 | transformer_2W_voltage_angle[T2-911] | T2-911 | {'dcopf': False, 'ieee_24bus_G04': True} | FALSE
t-1 | market | 4 | transformer_2W_voltage_angle[T3-912] | T3-912 | {'dcopf': False, 'ieee_24bus_G04': True} | FALSE
t-1 | market | 4 | transformer_2W_voltage_angle[T4-1011] | T4-1011 | {'dcopf': False, 'ieee_24bus_G04': True} | FALSE
t-1 | market | 4 | transformer_2W_voltage_angle[T5-1012] | T5-1012 | {'dcopf': False, 'ieee_24bus_G04': True} | FALSE
t-1 | market | 4 | voltage_ref_bus['13'] | 13 | {'dcopf': False, 'ieee_24bus_G04': True} | FALSE
t-1 | market | 4 | branch_real_power_flow_UB[L1-12] | L1-12 | {'dcopf': False, 'ieee_24bus_G04': True} | FALSE
t-1 | market | 4 | branch_real_power_flow_UB[L2-13] | L2-13 | {'dcopf': False, 'ieee_24bus_G04': True} | FALSE
t-1 | market | 4 | branch_real_power_flow_UB[L3-15] | L3-15 | {'dcopf': False, 'ieee_24bus_G04': True} | FALSE
t-1 | market | 4 | branch_real_power_flow_UB[L4-24] | L4-24 | {'dcopf': False, 'ieee_24bus_G04': True} | FALSE
t-1 | market | 4 | branch_real_power_flow_UB[L5-26] | L5-26 | {'dcopf': False, 'ieee_24bus_G04': True} | FALSE
t-1 | market | 4 | branch_real_power_flow_UB[L6-39] | L6-39 | {'dcopf': False, 'ieee_24bus_G04': True} | FALSE
t-1 | market | 4 | branch_real_power_flow_UB[L7-49] | L7-49 | {'dcopf': False, 'ieee_24bus_G04': True} | FALSE
t-1 | market | 4 | branch_real_power_flow_UB[L8-510] | L8-510 | {'dcopf': False, 'ieee_24bus_G04': True} | FALSE
t-1 | market | 4 | branch_real_power_flow_UB[L9-610] | L9-610 | {'dcopf': False, 'ieee_24bus_G04': True} | FALSE
t-1 | market | 4 | branch_real_power_flow_UB[L10-78] | L10-78 | {'dcopf': False, 'ieee_24bus_G04': True} | FALSE
t-1 | market | 4 | branch_real_power_flow_UB[L11-89] | L11-89 | {'dcopf': False, 'ieee_24bus_G04': True} | FALSE
t-1 | market | 4 | branch_real_power_flow_UB[L12-810] | L12-810 | {'dcopf': False, 'ieee_24bus_G04': True} | FALSE
t-1 | market | 4 | branch_real_power_flow_UB[L13-1113] | L13-1113 | {'dcopf': False, 'ieee_24bus_G04': True} | FALSE
t-1 | market | 4 | branch_real_power_flow_UB[L14-1114] | L14-1114 | {'dcopf': False, 'ieee_24bus_G04': True} | FALSE
t-1 | market | 4 | branch_real_power_flow_UB[L15-1213] | L15-1213 | {'dcopf': False, 'ieee_24bus_G04': True} | FALSE
t-1 | market | 4 | branch_real_power_flow_UB[L16-1223] | L16-1223 | {'dcopf': False, 'ieee_24bus_G04': True} | FALSE
t-1 | market | 4 | branch_real_power_flow_UB[L17-1323] | L17-1323 | {'dcopf': False, 'ieee_24bus_G04': True} | FALSE
t-1 | market | 4 | branch_real_power_flow_UB[L18-1416] | L18-1416 | {'dcopf': False, 'ieee_24bus_G04': True} | FALSE
t-1 | market | 4 | branch_real_power_flow_UB[L19-1516] | L19-1516 | {'dcopf': False, 'ieee_24bus_G04': True} | FALSE
t-1 | market | 4 | branch_real_power_flow_UB[L20-1521] | L20-1521 | {'dcopf': False, 'ieee_24bus_G04': True} | FALSE
t-1 | market | 4 | branch_real_power_flow_UB[L21-1521] | L21-1521 | {'dcopf': False, 'ieee_24bus_G04': True} | FALSE
t-1 | market | 4 | branch_real_power_flow_UB[L22-1524] | L22-1524 | {'dcopf': False, 'ieee_24bus_G04': True} | FALSE
t-1 | market | 4 | branch_real_power_flow_UB[L23-1617] | L23-1617 | {'dcopf': False, 'ieee_24bus_G04': True} | FALSE
t-1 | market | 4 | branch_real_power_flow_UB[L24-1619] | L24-1619 | {'dcopf': False, 'ieee_24bus_G04': True} | FALSE
t-1 | market | 4 | branch_real_power_flow_UB[L25-1718] | L25-1718 | {'dcopf': False, 'ieee_24bus_G04': True} | FALSE
t-1 | market | 4 | branch_real_power_flow_UB[L26-1722] | L26-1722 | {'dcopf': False, 'ieee_24bus_G04': True} | FALSE
t-1 | market | 4 | branch_real_power_flow_UB[L27-1821] | L27-1821 | {'dcopf': False, 'ieee_24bus_G04': True} | FALSE
t-1 | market | 4 | branch_real_power_flow_UB[L28-1821] | L28-1821 | {'dcopf': False, 'ieee_24bus_G04': True} | FALSE
t-1 | market | 4 | branch_real_power_flow_UB[L29-1920] | L29-1920 | {'dcopf': False, 'ieee_24bus_G04': True} | FALSE
t-1 | market | 4 | branch_real_power_flow_UB[L30-1920] | L30-1920 | {'dcopf': False, 'ieee_24bus_G04': True} | FALSE
t-1 | market | 4 | branch_real_power_flow_UB[L31-2023] | L31-2023 | {'dcopf': False, 'ieee_24bus_G04': True} | FALSE
t-1 | market | 4 | branch_real_power_flow_UB[L32-2023] | L32-2023 | {'dcopf': False, 'ieee_24bus_G04': True} | FALSE
t-1 | market | 4 | branch_real_power_flow_UB[L33-2122] | L33-2122 | {'dcopf': False, 'ieee_24bus_G04': True} | FALSE
t-1 | market | 4 | branch_real_power_flow_UB_reverse[L1-12] | L1-12 | {'dcopf': False, 'ieee_24bus_G04': True} | FALSE
t-1 | market | 4 | branch_real_power_flow_UB_reverse[L2-13] | L2-13 | {'dcopf': False, 'ieee_24bus_G04': True} | FALSE
t-1 | market | 4 | branch_real_power_flow_UB_reverse[L3-15] | L3-15 | {'dcopf': False, 'ieee_24bus_G04': True} | FALSE
t-1 | market | 4 | branch_real_power_flow_UB_reverse[L4-24] | L4-24 | {'dcopf': False, 'ieee_24bus_G04': True} | FALSE
t-1 | market | 4 | branch_real_power_flow_UB_reverse[L5-26] | L5-26 | {'dcopf': False, 'ieee_24bus_G04': True} | FALSE
t-1 | market | 4 | branch_real_power_flow_UB_reverse[L6-39] | L6-39 | {'dcopf': False, 'ieee_24bus_G04': True} | FALSE
t-1 | market | 4 | branch_real_power_flow_UB_reverse[L7-49] | L7-49 | {'dcopf': False, 'ieee_24bus_G04': True} | FALSE
t-1 | market | 4 | branch_real_power_flow_UB_reverse[L8-510] | L8-510 | {'dcopf': False, 'ieee_24bus_G04': True} | FALSE
t-1 | market | 4 | branch_real_power_flow_UB_reverse[L9-610] | L9-610 | {'dcopf': False, 'ieee_24bus_G04': True} | FALSE
t-1 | market | 4 | branch_real_power_flow_UB_reverse[L10-78] | L10-78 | {'dcopf': False, 'ieee_24bus_G04': True} | FALSE
t-1 | market | 4 | branch_real_power_flow_UB_reverse[L11-89] | L11-89 | {'dcopf': False, 'ieee_24bus_G04': True} | FALSE
t-1 | market | 4 | branch_real_power_flow_UB_reverse[L12-810] | L12-810 | {'dcopf': False, 'ieee_24bus_G04': True} | FALSE
t-1 | market | 4 | branch_real_power_flow_UB_reverse[L13-1113] | L13-1113 | {'dcopf': False, 'ieee_24bus_G04': True} | FALSE
t-1 | market | 4 | branch_real_power_flow_UB_reverse[L14-1114] | L14-1114 | {'dcopf': False, 'ieee_24bus_G04': True} | FALSE
t-1 | market | 4 | branch_real_power_flow_UB_reverse[L15-1213] | L15-1213 | {'dcopf': False, 'ieee_24bus_G04': True} | FALSE
t-1 | market | 4 | branch_real_power_flow_UB_reverse[L16-1223] | L16-1223 | {'dcopf': False, 'ieee_24bus_G04': True} | FALSE
t-1 | market | 4 | branch_real_power_flow_UB_reverse[L17-1323] | L17-1323 | {'dcopf': False, 'ieee_24bus_G04': True} | FALSE
t-1 | market | 4 | branch_real_power_flow_UB_reverse[L18-1416] | L18-1416 | {'dcopf': False, 'ieee_24bus_G04': True} | FALSE
t-1 | market | 4 | branch_real_power_flow_UB_reverse[L19-1516] | L19-1516 | {'dcopf': False, 'ieee_24bus_G04': True} | FALSE
t-1 | market | 4 | branch_real_power_flow_UB_reverse[L20-1521] | L20-1521 | {'dcopf': False, 'ieee_24bus_G04': True} | FALSE
t-1 | market | 4 | branch_real_power_flow_UB_reverse[L21-1521] | L21-1521 | {'dcopf': False, 'ieee_24bus_G04': True} | FALSE
t-1 | market | 4 | branch_real_power_flow_UB_reverse[L22-1524] | L22-1524 | {'dcopf': False, 'ieee_24bus_G04': True} | FALSE
t-1 | market | 4 | branch_real_power_flow_UB_reverse[L23-1617] | L23-1617 | {'dcopf': False, 'ieee_24bus_G04': True} | FALSE
t-1 | market | 4 | branch_real_power_flow_UB_reverse[L24-1619] | L24-1619 | {'dcopf': False, 'ieee_24bus_G04': True} | FALSE
t-1 | market | 4 | branch_real_power_flow_UB_reverse[L25-1718] | L25-1718 | {'dcopf': False, 'ieee_24bus_G04': True} | FALSE
t-1 | market | 4 | branch_real_power_flow_UB_reverse[L26-1722] | L26-1722 | {'dcopf': False, 'ieee_24bus_G04': True} | FALSE
t-1 | market | 4 | branch_real_power_flow_UB_reverse[L27-1821] | L27-1821 | {'dcopf': False, 'ieee_24bus_G04': True} | FALSE
t-1 | market | 4 | branch_real_power_flow_UB_reverse[L28-1821] | L28-1821 | {'dcopf': False, 'ieee_24bus_G04': True} | FALSE
t-1 | market | 4 | branch_real_power_flow_UB_reverse[L29-1920] | L29-1920 | {'dcopf': False, 'ieee_24bus_G04': True} | FALSE
t-1 | market | 4 | branch_real_power_flow_UB_reverse[L30-1920] | L30-1920 | {'dcopf': False, 'ieee_24bus_G04': True} | FALSE
t-1 | market | 4 | branch_real_power_flow_UB_reverse[L31-2023] | L31-2023 | {'dcopf': False, 'ieee_24bus_G04': True} | FALSE
t-1 | market | 4 | branch_real_power_flow_UB_reverse[L32-2023] | L32-2023 | {'dcopf': False, 'ieee_24bus_G04': True} | FALSE
t-1 | market | 4 | branch_real_power_flow_UB_reverse[L33-2122] | L33-2122 | {'dcopf': False, 'ieee_24bus_G04': True} | FALSE
t-1 | market | 4 | transformer_2W_real_power_flow_UB[T1-324] | T1-324 | {'dcopf': False, 'ieee_24bus_G04': True} | FALSE
t-1 | market | 4 | transformer_2W_real_power_flow_UB[T2-911] | T2-911 | {'dcopf': False, 'ieee_24bus_G04': True} | FALSE
t-1 | market | 4 | transformer_2W_real_power_flow_UB[T3-912] | T3-912 | {'dcopf': False, 'ieee_24bus_G04': True} | FALSE
t-1 | market | 4 | transformer_2W_real_power_flow_UB[T4-1011] | T4-1011 | {'dcopf': False, 'ieee_24bus_G04': True} | FALSE
t-1 | market | 4 | transformer_2W_real_power_flow_UB[T5-1012] | T5-1012 | {'dcopf': False, 'ieee_24bus_G04': True} | FALSE
t-1 | market | 4 | transformer_2W_real_power_flow_UB_reverse[T1-324] | T1-324 | {'dcopf': False, 'ieee_24bus_G04': True} | FALSE
t-1 | market | 4 | transformer_2W_real_power_flow_UB_reverse[T2-911] | T2-911 | {'dcopf': False, 'ieee_24bus_G04': True} | FALSE
t-1 | market | 4 | transformer_2W_real_power_flow_UB_reverse[T3-912] | T3-912 | {'dcopf': False, 'ieee_24bus_G04': True} | FALSE
t-1 | market | 4 | transformer_2W_real_power_flow_UB_reverse[T4-1011] | T4-1011 | {'dcopf': False, 'ieee_24bus_G04': True} | FALSE
t-1 | market | 4 | transformer_2W_real_power_flow_UB_reverse[T5-1012] | T5-1012 | {'dcopf': False, 'ieee_24bus_G04': True} | FALSE
t-1 | market | 4 | dcopf_generation_redispatch[G1] | G1 | {'dcopf': False, 'ieee_24bus_G04': True} | FALSE
t-1 | market | 4 | dcopf_generation_redispatch[G2] | G2 | {'dcopf': False, 'ieee_24bus_G04': True} | FALSE
t-1 | market | 4 | dcopf_generation_redispatch[G3] | G3 | {'dcopf': False, 'ieee_24bus_G04': True} | FALSE
t-1 | market | 4 | dcopf_generation_redispatch[G4] | G4 | {'dcopf': False, 'ieee_24bus_G04': True} | FALSE
t-1 | market | 4 | dcopf_generation_redispatch[G5] | G5 | {'dcopf': False, 'ieee_24bus_G04': True} | FALSE
t-1 | market | 4 | dcopf_generation_redispatch[G6] | G6 | {'dcopf': False, 'ieee_24bus_G04': True} | FALSE
t-1 | market | 4 | dcopf_generation_redispatch[G7] | G7 | {'dcopf': False, 'ieee_24bus_G04': True} | FALSE
t-1 | market | 4 | dcopf_generation_redispatch[G8] | G8 | {'dcopf': False, 'ieee_24bus_G04': True} | FALSE
t-1 | market | 4 | dcopf_generation_redispatch[G9] | G9 | {'dcopf': False, 'ieee_24bus_G04': True} | FALSE
t-1 | market | 4 | dcopf_generation_redispatch[G10] | G10 | {'dcopf': False, 'ieee_24bus_G04': True} | FALSE
t-1 | market | 4 | dcopf_generation_redispatch[G11] | G11 | {'dcopf': False, 'ieee_24bus_G04': True} | FALSE
t-1 | market | 4 | dcopf_generation_redispatch[G12] | G12 | {'dcopf': False, 'ieee_24bus_G04': True} | FALSE
t-1 | market | 4 | dcopf_generation_redispatch['W@1.1'] | W@1.1 | {'dcopf': False, 'ieee_24bus_G04': True} | FALSE
t-1 | market | 4 | dcopf_generation_redispatch['W@1.2'] | W@1.2 | {'dcopf': False, 'ieee_24bus_G04': True} | FALSE
t-1 | market | 4 | dcopf_generation_redispatch[W@2] | W@2 | {'dcopf': False, 'ieee_24bus_G04': True} | FALSE
t-1 | market | 4 | dcopf_generation_redispatch[W@3] | W@3 | {'dcopf': False, 'ieee_24bus_G04': True} | FALSE
t-1 | market | 4 | dcopf_generation_redispatch[W@5] | W@5 | {'dcopf': False, 'ieee_24bus_G04': True} | FALSE
t-1 | market | 4 | dcopf_generation_redispatch[W@7] | W@7 | {'dcopf': False, 'ieee_24bus_G04': True} | FALSE
t-1 | market | 4 | generator_prorata_bid_decompose[G1] | G1 | {'dcopf': False, 'ieee_24bus_G04': True} | FALSE
t-1 | market | 4 | generator_prorata_bid_decompose[G2] | G2 | {'dcopf': False, 'ieee_24bus_G04': True} | FALSE
t-1 | market | 4 | generator_prorata_bid_decompose[G3] | G3 | {'dcopf': False, 'ieee_24bus_G04': True} | FALSE
t-1 | market | 4 | generator_prorata_bid_decompose[G4] | G4 | {'dcopf': False, 'ieee_24bus_G04': True} | FALSE
t-1 | market | 4 | generator_prorata_bid_decompose[G5] | G5 | {'dcopf': False, 'ieee_24bus_G04': True} | FALSE
t-1 | market | 4 | generator_prorata_bid_decompose[G6] | G6 | {'dcopf': False, 'ieee_24bus_G04': True} | FALSE
t-1 | market | 4 | generator_prorata_bid_decompose[G7] | G7 | {'dcopf': False, 'ieee_24bus_G04': True} | FALSE
t-1 | market | 4 | generator_prorata_bid_decompose[G8] | G8 | {'dcopf': False, 'ieee_24bus_G04': True} | FALSE
t-1 | market | 4 | generator_prorata_bid_decompose[G9] | G9 | {'dcopf': False, 'ieee_24bus_G04': True} | FALSE
t-1 | market | 4 | generator_prorata_bid_decompose[G10] | G10 | {'dcopf': False, 'ieee_24bus_G04': True} | FALSE
t-1 | market | 4 | generator_prorata_bid_decompose[G11] | G11 | {'dcopf': False, 'ieee_24bus_G04': True} | FALSE
t-1 | market | 4 | generator_prorata_bid_decompose[G12] | G12 | {'dcopf': False, 'ieee_24bus_G04': True} | FALSE
t-1 | market | 4 | generator_prorata_bid_decompose['W@1.1'] | W@1.1 | {'dcopf': False, 'ieee_24bus_G04': True} | FALSE
t-1 | market | 4 | generator_prorata_bid_decompose['W@1.2'] | W@1.2 | {'dcopf': False, 'ieee_24bus_G04': True} | FALSE
t-1 | market | 4 | generator_prorata_bid_decompose[W@2] | W@2 | {'dcopf': False, 'ieee_24bus_G04': True} | FALSE
t-1 | market | 4 | generator_prorata_bid_decompose[W@3] | W@3 | {'dcopf': False, 'ieee_24bus_G04': True} | FALSE
t-1 | market | 4 | generator_prorata_bid_decompose[W@5] | W@5 | {'dcopf': False, 'ieee_24bus_G04': True} | FALSE
t-1 | market | 4 | generator_prorata_bid_decompose[W@7] | W@7 | {'dcopf': False, 'ieee_24bus_G04': True} | FALSE
t-1 | market | 4 | generator_prorata_offer_bigM['W@1.1'] | W@1.1 | {'dcopf': False, 'ieee_24bus_G04': True} | FALSE
t-1 | market | 4 | generator_prorata_offer_bigM['W@1.2'] | W@1.2 | {'dcopf': False, 'ieee_24bus_G04': True} | FALSE
t-1 | market | 4 | generator_prorata_offer_bigM[W@2] | W@2 | {'dcopf': False, 'ieee_24bus_G04': True} | FALSE
t-1 | market | 4 | generator_prorata_offer_bigM[W@3] | W@3 | {'dcopf': False, 'ieee_24bus_G04': True} | FALSE
t-1 | market | 4 | generator_prorata_offer_bigM[W@5] | W@5 | {'dcopf': False, 'ieee_24bus_G04': True} | FALSE
t-1 | market | 4 | generator_prorata_offer_bigM[W@7] | W@7 | {'dcopf': False, 'ieee_24bus_G04': True} | FALSE
t-1 | market | 4 | generator_prorata_bid_bigM['W@1.1'] | W@1.1 | {'dcopf': False, 'ieee_24bus_G04': True} | FALSE
t-1 | market | 4 | generator_prorata_bid_bigM['W@1.2'] | W@1.2 | {'dcopf': False, 'ieee_24bus_G04': True} | FALSE
t-1 | market | 4 | generator_prorata_bid_bigM[W@2] | W@2 | {'dcopf': False, 'ieee_24bus_G04': True} | FALSE
t-1 | market | 4 | generator_prorata_bid_bigM[W@3] | W@3 | {'dcopf': False, 'ieee_24bus_G04': True} | FALSE
t-1 | market | 4 | generator_prorata_bid_bigM[W@5] | W@5 | {'dcopf': False, 'ieee_24bus_G04': True} | FALSE
t-1 | market | 4 | generator_prorata_bid_bigM[W@7] | W@7 | {'dcopf': False, 'ieee_24bus_G04': True} | FALSE
t-1 | market | 4 | generator_prorata_no_offer_when_curtailed['W@1.1'] | W@1.1 | {'dcopf': False, 'ieee_24bus_G04': True} | FALSE
t-1 | market | 4 | generator_prorata_no_offer_when_curtailed['W@1.2'] | W@1.2 | {'dcopf': False, 'ieee_24bus_G04': True} | FALSE
t-1 | market | 4 | generator_prorata_no_offer_when_curtailed[W@2] | W@2 | {'dcopf': False, 'ieee_24bus_G04': True} | FALSE
t-1 | market | 4 | generator_prorata_no_offer_when_curtailed[W@3] | W@3 | {'dcopf': False, 'ieee_24bus_G04': True} | FALSE
t-1 | market | 4 | generator_prorata_no_offer_when_curtailed[W@5] | W@5 | {'dcopf': False, 'ieee_24bus_G04': True} | FALSE
t-1 | market | 4 | generator_prorata_no_offer_when_curtailed[W@7] | W@7 | {'dcopf': False, 'ieee_24bus_G04': True} | FALSE
t-1 | market | 4 | generation_prorata_curtailment_LB['W@1.1'] | W@1.1 | {'dcopf': False, 'ieee_24bus_G04': True} | FALSE
t-1 | market | 4 | generation_prorata_curtailment_LB['W@1.2'] | W@1.2 | {'dcopf': False, 'ieee_24bus_G04': True} | FALSE
t-1 | market | 4 | generation_prorata_curtailment_LB[W@2] | W@2 | {'dcopf': False, 'ieee_24bus_G04': True} | FALSE
t-1 | market | 4 | generation_prorata_curtailment_LB[W@3] | W@3 | {'dcopf': False, 'ieee_24bus_G04': True} | FALSE
t-1 | market | 4 | generation_prorata_curtailment_LB[W@5] | W@5 | {'dcopf': False, 'ieee_24bus_G04': True} | FALSE
t-1 | market | 4 | generation_prorata_curtailment_LB[W@7] | W@7 | {'dcopf': False, 'ieee_24bus_G04': True} | FALSE
t-1 | market | 4 | generation_prorata_curtailment_UB['W@1.1'] | W@1.1 | {'dcopf': False, 'ieee_24bus_G04': True} | FALSE
t-1 | market | 4 | generation_prorata_curtailment_UB['W@1.2'] | W@1.2 | {'dcopf': False, 'ieee_24bus_G04': True} | FALSE
t-1 | market | 4 | generation_prorata_curtailment_UB[W@2] | W@2 | {'dcopf': False, 'ieee_24bus_G04': True} | FALSE
t-1 | market | 4 | generation_prorata_curtailment_UB[W@3] | W@3 | {'dcopf': False, 'ieee_24bus_G04': True} | FALSE
t-1 | market | 4 | generation_prorata_curtailment_UB[W@5] | W@5 | {'dcopf': False, 'ieee_24bus_G04': True} | FALSE
t-1 | market | 4 | generation_prorata_curtailment_UB[W@7] | W@7 | {'dcopf': False, 'ieee_24bus_G04': True} | FALSE
t-1 | market | 4 | generation_prorata_curtailment_piecewise_logic_firm[G1] | G1 | {'dcopf': False, 'ieee_24bus_G04': True} | FALSE
t-1 | market | 4 | generation_prorata_curtailment_piecewise_logic_firm[G2] | G2 | {'dcopf': False, 'ieee_24bus_G04': True} | FALSE
t-1 | market | 4 | generation_prorata_curtailment_piecewise_logic_firm[G3] | G3 | {'dcopf': False, 'ieee_24bus_G04': True} | FALSE
t-1 | market | 4 | generation_prorata_curtailment_piecewise_logic_firm[G4] | G4 | {'dcopf': False, 'ieee_24bus_G04': True} | FALSE
t-1 | market | 4 | generation_prorata_curtailment_piecewise_logic_firm[G5] | G5 | {'dcopf': False, 'ieee_24bus_G04': True} | FALSE
t-1 | market | 4 | generation_prorata_curtailment_piecewise_logic_firm[G6] | G6 | {'dcopf': False, 'ieee_24bus_G04': True} | FALSE
t-1 | market | 4 | generation_prorata_curtailment_piecewise_logic_firm[G7] | G7 | {'dcopf': False, 'ieee_24bus_G04': True} | FALSE
t-1 | market | 4 | generation_prorata_curtailment_piecewise_logic_firm[G8] | G8 | {'dcopf': False, 'ieee_24bus_G04': True} | FALSE
t-1 | market | 4 | generation_prorata_curtailment_piecewise_logic_firm[G9] | G9 | {'dcopf': False, 'ieee_24bus_G04': True} | FALSE
t-1 | market | 4 | generation_prorata_curtailment_piecewise_logic_firm[G10] | G10 | {'dcopf': False, 'ieee_24bus_G04': True} | FALSE
t-1 | market | 4 | generation_prorata_curtailment_piecewise_logic_firm[G11] | G11 | {'dcopf': False, 'ieee_24bus_G04': True} | FALSE
t-1 | market | 4 | generation_prorata_curtailment_piecewise_logic_firm[G12] | G12 | {'dcopf': False, 'ieee_24bus_G04': True} | FALSE
t-1 | market | 4 | generation_prorata_curtailment_piecewise_logic_firm['W@1.1'] | W@1.1 | {'dcopf': False, 'ieee_24bus_G04': True} | FALSE
t-1 | market | 4 | generation_prorata_curtailment_piecewise_logic_firm['W@1.2'] | W@1.2 | {'dcopf': False, 'ieee_24bus_G04': True} | FALSE
t-1 | market | 4 | generation_prorata_curtailment_piecewise_logic_firm[W@2] | W@2 | {'dcopf': False, 'ieee_24bus_G04': True} | FALSE
t-1 | market | 4 | generation_prorata_curtailment_piecewise_logic_firm[W@3] | W@3 | {'dcopf': False, 'ieee_24bus_G04': True} | FALSE
t-1 | market | 4 | generation_prorata_curtailment_piecewise_logic_firm[W@5] | W@5 | {'dcopf': False, 'ieee_24bus_G04': True} | FALSE
t-1 | market | 4 | generation_prorata_curtailment_piecewise_logic_firm[W@7] | W@7 | {'dcopf': False, 'ieee_24bus_G04': True} | FALSE
t-1 | market | 4 | generation_prorata_curtailment_piecewise_logic_firm_UB[G1] | G1 | {'dcopf': False, 'ieee_24bus_G04': True} | FALSE
t-1 | market | 4 | generation_prorata_curtailment_piecewise_logic_firm_UB[G2] | G2 | {'dcopf': False, 'ieee_24bus_G04': True} | FALSE
t-1 | market | 4 | generation_prorata_curtailment_piecewise_logic_firm_UB[G3] | G3 | {'dcopf': False, 'ieee_24bus_G04': True} | FALSE
t-1 | market | 4 | generation_prorata_curtailment_piecewise_logic_firm_UB[G4] | G4 | {'dcopf': False, 'ieee_24bus_G04': True} | FALSE
t-1 | market | 4 | generation_prorata_curtailment_piecewise_logic_firm_UB[G5] | G5 | {'dcopf': False, 'ieee_24bus_G04': True} | FALSE
t-1 | market | 4 | generation_prorata_curtailment_piecewise_logic_firm_UB[G6] | G6 | {'dcopf': False, 'ieee_24bus_G04': True} | FALSE
t-1 | market | 4 | generation_prorata_curtailment_piecewise_logic_firm_UB[G7] | G7 | {'dcopf': False, 'ieee_24bus_G04': True} | FALSE
t-1 | market | 4 | generation_prorata_curtailment_piecewise_logic_firm_UB[G8] | G8 | {'dcopf': False, 'ieee_24bus_G04': True} | FALSE
t-1 | market | 4 | generation_prorata_curtailment_piecewise_logic_firm_UB[G9] | G9 | {'dcopf': False, 'ieee_24bus_G04': True} | FALSE
t-1 | market | 4 | generation_prorata_curtailment_piecewise_logic_firm_UB[G10] | G10 | {'dcopf': False, 'ieee_24bus_G04': True} | FALSE
t-1 | market | 4 | generation_prorata_curtailment_piecewise_logic_firm_UB[G11] | G11 | {'dcopf': False, 'ieee_24bus_G04': True} | FALSE
t-1 | market | 4 | generation_prorata_curtailment_piecewise_logic_firm_UB[G12] | G12 | {'dcopf': False, 'ieee_24bus_G04': True} | FALSE
t-1 | market | 4 | generation_prorata_curtailment_piecewise_logic_firm_UB['W@1.1'] | W@1.1 | {'dcopf': False, 'ieee_24bus_G04': True} | FALSE
t-1 | market | 4 | generation_prorata_curtailment_piecewise_logic_firm_UB['W@1.2'] | W@1.2 | {'dcopf': False, 'ieee_24bus_G04': True} | FALSE
t-1 | market | 4 | generation_prorata_curtailment_piecewise_logic_firm_UB[W@2] | W@2 | {'dcopf': False, 'ieee_24bus_G04': True} | FALSE
t-1 | market | 4 | generation_prorata_curtailment_piecewise_logic_firm_UB[W@3] | W@3 | {'dcopf': False, 'ieee_24bus_G04': True} | FALSE
t-1 | market | 4 | generation_prorata_curtailment_piecewise_logic_firm_UB[W@5] | W@5 | {'dcopf': False, 'ieee_24bus_G04': True} | FALSE
t-1 | market | 4 | generation_prorata_curtailment_piecewise_logic_firm_UB[W@7] | W@7 | {'dcopf': False, 'ieee_24bus_G04': True} | FALSE
t-1 | market | 4 | generation_prorata_curtailment_piecewise_logic_firm_zero[G1] | G1 | {'dcopf': False, 'ieee_24bus_G04': True} | FALSE
t-1 | market | 4 | generation_prorata_curtailment_piecewise_logic_firm_zero[G2] | G2 | {'dcopf': False, 'ieee_24bus_G04': True} | FALSE
t-1 | market | 4 | generation_prorata_curtailment_piecewise_logic_firm_zero[G3] | G3 | {'dcopf': False, 'ieee_24bus_G04': True} | FALSE
t-1 | market | 4 | generation_prorata_curtailment_piecewise_logic_firm_zero[G4] | G4 | {'dcopf': False, 'ieee_24bus_G04': True} | FALSE
t-1 | market | 4 | generation_prorata_curtailment_piecewise_logic_firm_zero[G5] | G5 | {'dcopf': False, 'ieee_24bus_G04': True} | FALSE
t-1 | market | 4 | generation_prorata_curtailment_piecewise_logic_firm_zero[G6] | G6 | {'dcopf': False, 'ieee_24bus_G04': True} | FALSE
t-1 | market | 4 | generation_prorata_curtailment_piecewise_logic_firm_zero[G7] | G7 | {'dcopf': False, 'ieee_24bus_G04': True} | FALSE
t-1 | market | 4 | generation_prorata_curtailment_piecewise_logic_firm_zero[G8] | G8 | {'dcopf': False, 'ieee_24bus_G04': True} | FALSE
t-1 | market | 4 | generation_prorata_curtailment_piecewise_logic_firm_zero[G9] | G9 | {'dcopf': False, 'ieee_24bus_G04': True} | FALSE
t-1 | market | 4 | generation_prorata_curtailment_piecewise_logic_firm_zero[G10] | G10 | {'dcopf': False, 'ieee_24bus_G04': True} | FALSE
t-1 | market | 4 | generation_prorata_curtailment_piecewise_logic_firm_zero[G11] | G11 | {'dcopf': False, 'ieee_24bus_G04': True} | FALSE
t-1 | market | 4 | generation_prorata_curtailment_piecewise_logic_firm_zero[G12] | G12 | {'dcopf': False, 'ieee_24bus_G04': True} | FALSE
t-1 | market | 4 | generation_prorata_curtailment_piecewise_logic_firm_zero['W@1.1'] | W@1.1 | {'dcopf': False, 'ieee_24bus_G04': True} | FALSE
t-1 | market | 4 | generation_prorata_curtailment_piecewise_logic_firm_zero['W@1.2'] | W@1.2 | {'dcopf': False, 'ieee_24bus_G04': True} | FALSE
t-1 | market | 4 | generation_prorata_curtailment_piecewise_logic_firm_zero[W@2] | W@2 | {'dcopf': False, 'ieee_24bus_G04': True} | FALSE
t-1 | market | 4 | generation_prorata_curtailment_piecewise_logic_firm_zero[W@3] | W@3 | {'dcopf': False, 'ieee_24bus_G04': True} | FALSE
t-1 | market | 4 | generation_prorata_curtailment_piecewise_logic_firm_zero[W@5] | W@5 | {'dcopf': False, 'ieee_24bus_G04': True} | FALSE
t-1 | market | 4 | generation_prorata_curtailment_piecewise_logic_firm_zero[W@7] | W@7 | {'dcopf': False, 'ieee_24bus_G04': True} | FALSE
t-1 | market | 4 | generator_prorata_curtailment_proportion_LB['W@1.1',South] | ('W@1.1', 'South') | {'dcopf': False, 'ieee_24bus_G04': True} | FALSE
t-1 | market | 4 | generator_prorata_curtailment_proportion_LB['W@1.1','13'] | ('W@1.1', '13') | {'dcopf': False, 'ieee_24bus_G04': True} | FALSE
t-1 | market | 4 | generator_prorata_curtailment_proportion_LB['W@1.2',South] | ('W@1.2', 'South') | {'dcopf': False, 'ieee_24bus_G04': True} | FALSE
t-1 | market | 4 | generator_prorata_curtailment_proportion_LB['W@1.2','13'] | ('W@1.2', '13') | {'dcopf': False, 'ieee_24bus_G04': True} | FALSE
t-1 | market | 4 | generator_prorata_curtailment_proportion_LB[W@2,South] | ('W@2', 'South') | {'dcopf': False, 'ieee_24bus_G04': True} | FALSE
t-1 | market | 4 | generator_prorata_curtailment_proportion_LB[W@2,'257'] | ('W@2', '257') | {'dcopf': False, 'ieee_24bus_G04': True} | FALSE
t-1 | market | 4 | generator_prorata_curtailment_proportion_LB[W@2,'2357'] | ('W@2', '2357') | {'dcopf': False, 'ieee_24bus_G04': True} | FALSE
t-1 | market | 4 | generator_prorata_curtailment_proportion_LB[W@3,South] | ('W@3', 'South') | {'dcopf': False, 'ieee_24bus_G04': True} | FALSE
t-1 | market | 4 | generator_prorata_curtailment_proportion_LB[W@3,'13'] | ('W@3', '13') | {'dcopf': False, 'ieee_24bus_G04': True} | FALSE
t-1 | market | 4 | generator_prorata_curtailment_proportion_LB[W@3,'2357'] | ('W@3', '2357') | {'dcopf': False, 'ieee_24bus_G04': True} | FALSE
t-1 | market | 4 | generator_prorata_curtailment_proportion_LB[W@5,South] | ('W@5', 'South') | {'dcopf': False, 'ieee_24bus_G04': True} | FALSE
t-1 | market | 4 | generator_prorata_curtailment_proportion_LB[W@5,'257'] | ('W@5', '257') | {'dcopf': False, 'ieee_24bus_G04': True} | FALSE
t-1 | market | 4 | generator_prorata_curtailment_proportion_LB[W@5,'2357'] | ('W@5', '2357') | {'dcopf': False, 'ieee_24bus_G04': True} | FALSE
t-1 | market | 4 | generator_prorata_curtailment_proportion_LB[W@7,South] | ('W@7', 'South') | {'dcopf': False, 'ieee_24bus_G04': True} | FALSE
t-1 | market | 4 | generator_prorata_curtailment_proportion_LB[W@7,'257'] | ('W@7', '257') | {'dcopf': False, 'ieee_24bus_G04': True} | FALSE
t-1 | market | 4 | generator_prorata_curtailment_proportion_LB[W@7,'2357'] | ('W@7', '2357') | {'dcopf': False, 'ieee_24bus_G04': True} | FALSE
t-1 | market | 4 | generator_prorata_curtailment_proportion_UB['W@1.1',South] | ('W@1.1', 'South') | {'dcopf': False, 'ieee_24bus_G04': True} | FALSE
t-1 | market | 4 | generator_prorata_curtailment_proportion_UB['W@1.1','13'] | ('W@1.1', '13') | {'dcopf': False, 'ieee_24bus_G04': True} | FALSE
t-1 | market | 4 | generator_prorata_curtailment_proportion_UB['W@1.2',South] | ('W@1.2', 'South') | {'dcopf': False, 'ieee_24bus_G04': True} | FALSE
t-1 | market | 4 | generator_prorata_curtailment_proportion_UB['W@1.2','13'] | ('W@1.2', '13') | {'dcopf': False, 'ieee_24bus_G04': True} | FALSE
t-1 | market | 4 | generator_prorata_curtailment_proportion_UB[W@2,South] | ('W@2', 'South') | {'dcopf': False, 'ieee_24bus_G04': True} | FALSE
t-1 | market | 4 | generator_prorata_curtailment_proportion_UB[W@2,'257'] | ('W@2', '257') | {'dcopf': False, 'ieee_24bus_G04': True} | FALSE
t-1 | market | 4 | generator_prorata_curtailment_proportion_UB[W@2,'2357'] | ('W@2', '2357') | {'dcopf': False, 'ieee_24bus_G04': True} | FALSE
t-1 | market | 4 | generator_prorata_curtailment_proportion_UB[W@3,South] | ('W@3', 'South') | {'dcopf': False, 'ieee_24bus_G04': True} | FALSE
t-1 | market | 4 | generator_prorata_curtailment_proportion_UB[W@3,'13'] | ('W@3', '13') | {'dcopf': False, 'ieee_24bus_G04': True} | FALSE
t-1 | market | 4 | generator_prorata_curtailment_proportion_UB[W@3,'2357'] | ('W@3', '2357') | {'dcopf': False, 'ieee_24bus_G04': True} | FALSE
t-1 | market | 4 | generator_prorata_curtailment_proportion_UB[W@5,South] | ('W@5', 'South') | {'dcopf': False, 'ieee_24bus_G04': True} | FALSE
t-1 | market | 4 | generator_prorata_curtailment_proportion_UB[W@5,'257'] | ('W@5', '257') | {'dcopf': False, 'ieee_24bus_G04': True} | FALSE
t-1 | market | 4 | generator_prorata_curtailment_proportion_UB[W@5,'2357'] | ('W@5', '2357') | {'dcopf': False, 'ieee_24bus_G04': True} | FALSE
t-1 | market | 4 | generator_prorata_curtailment_proportion_UB[W@7,South] | ('W@7', 'South') | {'dcopf': False, 'ieee_24bus_G04': True} | FALSE
t-1 | market | 4 | generator_prorata_curtailment_proportion_UB[W@7,'257'] | ('W@7', '257') | {'dcopf': False, 'ieee_24bus_G04': True} | FALSE
t-1 | market | 4 | generator_prorata_curtailment_proportion_UB[W@7,'2357'] | ('W@7', '2357') | {'dcopf': False, 'ieee_24bus_G04': True} | FALSE
t-1 | market | 4 | generator_prorata_group_active['W@1.1'] | W@1.1 | {'dcopf': False, 'ieee_24bus_G04': True} | FALSE
t-1 | market | 4 | generator_prorata_group_active['W@1.2'] | W@1.2 | {'dcopf': False, 'ieee_24bus_G04': True} | FALSE
t-1 | market | 4 | generator_prorata_group_active[W@2] | W@2 | {'dcopf': False, 'ieee_24bus_G04': True} | FALSE
t-1 | market | 4 | generator_prorata_group_active[W@3] | W@3 | {'dcopf': False, 'ieee_24bus_G04': True} | FALSE
t-1 | market | 4 | generator_prorata_group_active[W@5] | W@5 | {'dcopf': False, 'ieee_24bus_G04': True} | FALSE
t-1 | market | 4 | generator_prorata_group_active[W@7] | W@7 | {'dcopf': False, 'ieee_24bus_G04': True} | FALSE
t-1 | dcopf | 0 | demand_real_power_constraint[D1] | D1 | {'common': True, 'ieee_24bus_G04': True} | TRUE | 0 | 0 | 0 | 0 | {'demand_real_power_met[D1]': 0.47500000000000003, 'demand_proportion_real_power_met[D1]': 1.0}
t-1 | dcopf | 0 | demand_real_power_constraint[D2] | D2 | {'common': True, 'ieee_24bus_G04': True} | TRUE | 0 | 0 | 0 | 0 | {'demand_real_power_met[D2]': 0.425, 'demand_proportion_real_power_met[D2]': 1.0}
t-1 | dcopf | 0 | demand_real_power_constraint[D3] | D3 | {'common': True, 'ieee_24bus_G04': True} | TRUE | 0 | 0 | 0 | 0 | {'demand_real_power_met[D3]': 0.8, 'demand_proportion_real_power_met[D3]': 1.0}
t-1 | dcopf | 0 | demand_real_power_constraint[D4] | D4 | {'common': True, 'ieee_24bus_G04': True} | TRUE | 0 | 0 | 0 | 0 | {'demand_real_power_met[D4]': 0.325, 'demand_proportion_real_power_met[D4]': 1.0}
t-1 | dcopf | 0 | demand_real_power_constraint[D5] | D5 | {'common': True, 'ieee_24bus_G04': True} | TRUE | 0 | 0 | 0 | 0 | {'demand_real_power_met[D5]': 0.325, 'demand_proportion_real_power_met[D5]': 1.0}
t-1 | dcopf | 0 | demand_real_power_constraint[D6] | D6 | {'common': True, 'ieee_24bus_G04': True} | TRUE | 0 | 0 | 0 | 0 | {'demand_real_power_met[D6]': 0.6, 'demand_proportion_real_power_met[D6]': 1.0}
t-1 | dcopf | 0 | demand_real_power_constraint[D7] | D7 | {'common': True, 'ieee_24bus_G04': True} | TRUE | 0 | 0 | 0 | 0 | {'demand_real_power_met[D7]': 0.55, 'demand_proportion_real_power_met[D7]': 1.0}
t-1 | dcopf | 0 | demand_real_power_constraint[D8] | D8 | {'common': True, 'ieee_24bus_G04': True} | TRUE | 0 | 0 | 0 | 0 | {'demand_real_power_met[D8]': 0.75, 'demand_proportion_real_power_met[D8]': 1.0}
t-1 | dcopf | 0 | demand_real_power_constraint[D9] | D9 | {'common': True, 'ieee_24bus_G04': True} | TRUE | 0 | 0 | 0 | 0 | {'demand_real_power_met[D9]': 0.775, 'demand_proportion_real_power_met[D9]': 1.0}
t-1 | dcopf | 0 | demand_real_power_constraint[D10] | D10 | {'common': True, 'ieee_24bus_G04': True} | TRUE | 0 | 0 | 0 | 0 | {'demand_real_power_met[D10]': 0.85, 'demand_proportion_real_power_met[D10]': 1.0}
t-1 | dcopf | 0 | demand_real_power_constraint[D11] | D11 | {'common': True, 'ieee_24bus_G04': True} | TRUE | 0 | 0 | 0 | 0 | {'demand_real_power_met[D11]': 3.35, 'demand_proportion_real_power_met[D11]': 1.0}
t-1 | dcopf | 0 | demand_real_power_constraint[D12] | D12 | {'common': True, 'ieee_24bus_G04': True} | TRUE | 0 | 0 | 0 | 0 | {'demand_real_power_met[D12]': 2.45, 'demand_proportion_real_power_met[D12]': 1.0}
t-1 | dcopf | 0 | demand_real_power_constraint[D13] | D13 | {'common': True, 'ieee_24bus_G04': True} | TRUE | 0 | 0 | 0 | 0 | {'demand_real_power_met[D13]': 4.0, 'demand_proportion_real_power_met[D13]': 1.0}
t-1 | dcopf | 0 | demand_real_power_constraint[D14] | D14 | {'common': True, 'ieee_24bus_G04': True} | TRUE | 0 | 0 | 0 | 0 | {'demand_real_power_met[D14]': 1.25, 'demand_proportion_real_power_met[D14]': 1.0}
t-1 | dcopf | 0 | demand_real_power_constraint[D15] | D15 | {'common': True, 'ieee_24bus_G04': True} | TRUE | 0 | 0 | 0 | 0 | {'demand_real_power_met[D15]': 4.2, 'demand_proportion_real_power_met[D15]': 1.0}
t-1 | dcopf | 0 | demand_real_power_constraint[D16] | D16 | {'common': True, 'ieee_24bus_G04': True} | TRUE | 0 | 0 | 0 | 0 | {'demand_real_power_met[D16]': 2.25, 'demand_proportion_real_power_met[D16]': 1.0}
t-1 | dcopf | 0 | demand_real_power_constraint[D17] | D17 | {'common': True, 'ieee_24bus_G04': True} | TRUE | 0 | 0 | 0 | 0 | {'demand_real_power_met[D17]': 1.625, 'demand_proportion_real_power_met[D17]': 1.0}
t-1 | dcopf | 0 | interconnector_total_imports |  | {'common': True, 'ieee_24bus_G04': True} | TRUE | 0 | 0 | 0 | 0 | {'interconnector_real_power_total_imports': 0.0}
t-1 | dcopf | 0 | interconnector_total_exports |  | {'common': True, 'ieee_24bus_G04': True} | TRUE | 0 | 0 | 0 | 0 | {'interconnector_real_power_total_exports': 0.0}
t-1 | dcopf | 0 | generation_UC_real_power_LB[G1] | G1 | {'common': True, 'ieee_24bus_G04': True} | TRUE | 0 |  | 0 | 0 | {'generator_commitment[G1]': 0.0, 'generator_real_power_out[G1]': 0.0}
t-1 | dcopf | 0 | generation_UC_real_power_LB[G2] | G2 | {'common': True, 'ieee_24bus_G04': True} | TRUE | 0 |  | 0 | 0 | {'generator_commitment[G2]': 0.0, 'generator_real_power_out[G2]': 0.0}
t-1 | dcopf | 0 | generation_UC_real_power_LB[G3] | G3 | {'common': True, 'ieee_24bus_G04': True} | TRUE | 0 |  | 0 | 0 | {'generator_commitment[G3]': 0.0, 'generator_real_power_out[G3]': 0.0}
t-1 | dcopf | 0 | generation_UC_real_power_LB[G4] | G4 | {'common': True, 'ieee_24bus_G04': True} | TRUE | 0 |  | 0 | 0 | {'generator_commitment[G4]': 0.0, 'generator_real_power_out[G4]': 0.0}
t-1 | dcopf | 0 | generation_UC_real_power_LB[G5] | G5 | {'common': True, 'ieee_24bus_G04': True} | TRUE | -0.42768 |  | 0 | 0.42768 | {'generator_commitment[G5]': 1.0, 'generator_real_power_out[G5]': 0.547679017857125}
t-1 | dcopf | 0 | generation_UC_real_power_LB[G6] | G6 | {'common': True, 'ieee_24bus_G04': True} | TRUE | -1.0075 |  | 0 | 1.0075 | {'generator_commitment[G6]': 1.0, 'generator_real_power_out[G6]': 1.55}
t-1 | dcopf | 0 | generation_UC_real_power_LB[G7] | G7 | {'common': True, 'ieee_24bus_G04': True} | TRUE | -1.0075 |  | 0 | 1.0075 | {'generator_commitment[G7]': 1.0, 'generator_real_power_out[G7]': 1.55}
t-1 | dcopf | 0 | generation_UC_real_power_LB[G8] | G8 | {'common': True, 'ieee_24bus_G04': True} | TRUE | -3 |  | 0 | 3 | {'generator_commitment[G8]': 1.0, 'generator_real_power_out[G8]': 4.0}
t-1 | dcopf | 0 | generation_UC_real_power_LB[G9] | G9 | {'common': True, 'ieee_24bus_G04': True} | TRUE | -3 |  | 0 | 3 | {'generator_commitment[G9]': 1.0, 'generator_real_power_out[G9]': 4.0}
t-1 | dcopf | 0 | generation_UC_real_power_LB[G10] | G10 | {'common': True, 'ieee_24bus_G04': True} | TRUE | 0 |  | 0 | 0 | {'generator_commitment[G10]': 1.0, 'generator_real_power_out[G10]': 3.0}
t-1 | dcopf | 0 | generation_UC_real_power_LB[G11] | G11 | {'common': True, 'ieee_24bus_G04': True} | TRUE | -2.015 |  | 0 | 2.015 | {'generator_commitment[G11]': 1.0, 'generator_real_power_out[G11]': 3.1}
t-1 | dcopf | 0 | generation_UC_real_power_LB[G12] | G12 | {'common': True, 'ieee_24bus_G04': True} | TRUE | 0 |  | 0 | 0 | {'generator_commitment[G12]': 0.0, 'generator_real_power_out[G12]': 0.0}
t-1 | dcopf | 0 | generation_UC_real_power_LB['W@1.1'] | W@1.1 | {'common': True, 'ieee_24bus_G04': True} | TRUE | -1.2174 |  | 0 | 1.2174 | {"generator_commitment['W@1.1']": 1.0, "generator_real_power_out['W@1.1']": 1.2174403273809582}
t-1 | dcopf | 0 | generation_UC_real_power_LB['W@1.2'] | W@1.2 | {'common': True, 'ieee_24bus_G04': True} | TRUE | -1.2174 |  | 0 | 1.2174 | {"generator_commitment['W@1.2']": 1.0, "generator_real_power_out['W@1.2']": 1.2174403273809582}
t-1 | dcopf | 0 | generation_UC_real_power_LB[W@2] | W@2 | {'common': True, 'ieee_24bus_G04': True} | TRUE | -1.2 |  | 0 | 1.2 | {'generator_commitment[W@2]': 1.0, 'generator_real_power_out[W@2]': 1.2}
t-1 | dcopf | 0 | generation_UC_real_power_LB[W@3] | W@3 | {'common': True, 'ieee_24bus_G04': True} | TRUE | -1.2174 |  | 0 | 1.2174 | {'generator_commitment[W@3]': 1.0, 'generator_real_power_out[W@3]': 1.2174403273809582}
t-1 | dcopf | 0 | generation_UC_real_power_LB[W@5] | W@5 | {'common': True, 'ieee_24bus_G04': True} | TRUE | -1.2 |  | 0 | 1.2 | {'generator_commitment[W@5]': 1.0, 'generator_real_power_out[W@5]': 1.2}
t-1 | dcopf | 0 | generation_UC_real_power_LB[W@7] | W@7 | {'common': True, 'ieee_24bus_G04': True} | TRUE | -1.2 |  | 0 | 1.2 | {'generator_commitment[W@7]': 1.0, 'generator_real_power_out[W@7]': 1.2}
t-1 | dcopf | 0 | generation_UC_real_power_UB[G1] | G1 | {'common': True, 'ieee_24bus_G04': True} | TRUE | 0 |  | 0 | 0 | {'generator_real_power_out[G1]': 0.0, 'generator_commitment[G1]': 0.0}
t-1 | dcopf | 0 | generation_UC_real_power_UB[G2] | G2 | {'common': True, 'ieee_24bus_G04': True} | TRUE | 0 |  | 0 | 0 | {'generator_real_power_out[G2]': 0.0, 'generator_commitment[G2]': 0.0}
t-1 | dcopf | 0 | generation_UC_real_power_UB[G3] | G3 | {'common': True, 'ieee_24bus_G04': True} | TRUE | 0 |  | 0 | 0 | {'generator_real_power_out[G3]': 0.0, 'generator_commitment[G3]': 0.0}
t-1 | dcopf | 0 | generation_UC_real_power_UB[G4] | G4 | {'common': True, 'ieee_24bus_G04': True} | TRUE | 0 |  | 0 | 0 | {'generator_real_power_out[G4]': 0.0, 'generator_commitment[G4]': 0.0}
t-1 | dcopf | 0 | generation_UC_real_power_UB[G5] | G5 | {'common': True, 'ieee_24bus_G04': True} | TRUE | -0.052321 |  | 0 | 0.052321 | {'generator_real_power_out[G5]': 0.547679017857125, 'generator_commitment[G5]': 1.0}
t-1 | dcopf | 0 | generation_UC_real_power_UB[G6] | G6 | {'common': True, 'ieee_24bus_G04': True} | TRUE | 0 |  | 0 | 0 | {'generator_real_power_out[G6]': 1.55, 'generator_commitment[G6]': 1.0}
t-1 | dcopf | 0 | generation_UC_real_power_UB[G7] | G7 | {'common': True, 'ieee_24bus_G04': True} | TRUE | 0 |  | 0 | 0 | {'generator_real_power_out[G7]': 1.55, 'generator_commitment[G7]': 1.0}
t-1 | dcopf | 0 | generation_UC_real_power_UB[G8] | G8 | {'common': True, 'ieee_24bus_G04': True} | TRUE | 0 |  | 0 | 0 | {'generator_real_power_out[G8]': 4.0, 'generator_commitment[G8]': 1.0}
t-1 | dcopf | 0 | generation_UC_real_power_UB[G9] | G9 | {'common': True, 'ieee_24bus_G04': True} | TRUE | 0 |  | 0 | 0 | {'generator_real_power_out[G9]': 4.0, 'generator_commitment[G9]': 1.0}
t-1 | dcopf | 0 | generation_UC_real_power_UB[G10] | G10 | {'common': True, 'ieee_24bus_G04': True} | TRUE | 0 |  | 0 | 0 | {'generator_real_power_out[G10]': 3.0, 'generator_commitment[G10]': 1.0}
t-1 | dcopf | 0 | generation_UC_real_power_UB[G11] | G11 | {'common': True, 'ieee_24bus_G04': True} | TRUE | 0 |  | 0 | 0 | {'generator_real_power_out[G11]': 3.1, 'generator_commitment[G11]': 1.0}
t-1 | dcopf | 0 | generation_UC_real_power_UB[G12] | G12 | {'common': True, 'ieee_24bus_G04': True} | TRUE | 0 |  | 0 | 0 | {'generator_real_power_out[G12]': 0.0, 'generator_commitment[G12]': 0.0}
t-1 | dcopf | 0 | generation_UC_real_power_UB['W@1.1'] | W@1.1 | {'common': True, 'ieee_24bus_G04': True} | TRUE | -1.7826 |  | 0 | 1.7826 | {"generator_real_power_out['W@1.1']": 1.2174403273809582, "generator_commitment['W@1.1']": 1.0}
t-1 | dcopf | 0 | generation_UC_real_power_UB['W@1.2'] | W@1.2 | {'common': True, 'ieee_24bus_G04': True} | TRUE | -1.7826 |  | 0 | 1.7826 | {"generator_real_power_out['W@1.2']": 1.2174403273809582, "generator_commitment['W@1.2']": 1.0}
t-1 | dcopf | 0 | generation_UC_real_power_UB[W@2] | W@2 | {'common': True, 'ieee_24bus_G04': True} | TRUE | -1.8 |  | 0 | 1.8 | {'generator_real_power_out[W@2]': 1.2, 'generator_commitment[W@2]': 1.0}
t-1 | dcopf | 0 | generation_UC_real_power_UB[W@3] | W@3 | {'common': True, 'ieee_24bus_G04': True} | TRUE | -1.7826 |  | 0 | 1.7826 | {'generator_real_power_out[W@3]': 1.2174403273809582, 'generator_commitment[W@3]': 1.0}
t-1 | dcopf | 0 | generation_UC_real_power_UB[W@5] | W@5 | {'common': True, 'ieee_24bus_G04': True} | TRUE | -1.8 |  | 0 | 1.8 | {'generator_real_power_out[W@5]': 1.2, 'generator_commitment[W@5]': 1.0}
t-1 | dcopf | 0 | generation_UC_real_power_UB[W@7] | W@7 | {'common': True, 'ieee_24bus_G04': True} | TRUE | -1.8 |  | 0 | 1.8 | {'generator_real_power_out[W@7]': 1.2, 'generator_commitment[W@7]': 1.0}
t-1 | dcopf | 0 | KCL_Copper_constraint |  | {'copper_market': True, 'ieee_24bus_G04': True} | FALSE
t-1 | dcopf | 0 | KCL_DCOPF_constraint['11'] | 11 | {'dcopf': True, 'ieee_24bus_G04': True} | TRUE | 0 | 0 | 0 | 0 | {'branch_real_power_flow[L13-1113]': 0.8539694122287456, 'branch_real_power_flow[L14-1114]': 0.09132446595063293, 'transformer_2W_real_power_flow[T2-911]': 0.4452938781793785, 'transformer_2W_real_power_flow[T4-1011]': 0.5}
t-1 | dcopf | 0 | KCL_DCOPF_constraint['15'] | 15 | {'dcopf': True, 'ieee_24bus_G04': True} | TRUE | 3.1086e-15 | 0 | 0 | -3.1086e-15 | {'generator_real_power_out[G5]': 0.547679017857125, 'generator_real_power_out[G6]': 1.55, 'branch_real_power_flow[L19-1516]': 2.2475468934238765, 'branch_real_power_flow[L20-1521]': -2.1449446054848824, 'branch_real_power_flow[L21-1521]': -2.1449446054848824, 'branch_real_power_flow[L22-1524]': 0.1400213354030101, 'demand_real_power_met[D13]': 4.0}
t-1 | dcopf | 0 | KCL_DCOPF_constraint['1'] | 1 | {'dcopf': True, 'ieee_24bus_G04': True} | TRUE | 5.5511e-17 | 0 | 0 | -5.5511e-17 | {'generator_real_power_out[G1]': 0.0, "generator_real_power_out['W@1.1']": 1.2174403273809582, "generator_real_power_out['W@1.2']": 1.2174403273809582, 'branch_real_power_flow[L1-12]': 0.9609390042117227, 'branch_real_power_flow[L2-13]': 0.37329446983747955, 'branch_real_power_flow[L3-15]': 0.625647180712714, 'demand_real_power_met[D1]': 0.47500000000000003}
t-1 | dcopf | 0 | KCL_DCOPF_constraint['9'] | 9 | {'dcopf': True, 'ieee_24bus_G04': True} | TRUE | -1.1102e-16 | 0 | 0 | -1.1102e-16 | {'branch_real_power_flow[L6-39]': 0.9307561326214506, 'branch_real_power_flow[L7-49]': 0.5851688525915627, 'branch_real_power_flow[L11-89]': -0.03695994826069157, 'transformer_2W_real_power_flow[T2-911]': 0.4452938781793785, 'transformer_2W_real_power_flow[T3-912]': 0.2586711587729433, 'demand_real_power_met[D9]': 0.775}
t-1 | dcopf | 0 | KCL_DCOPF_constraint['24'] | 24 | {'dcopf': True, 'ieee_24bus_G04': True} | TRUE | 0 | 0 | 0 | 0 | {'branch_real_power_flow[L22-1524]': 0.1400213354030101, 'transformer_2W_real_power_flow[T1-324]': -0.1400213354030101}
t-1 | dcopf | 0 | KCL_DCOPF_constraint['4'] | 4 | {'dcopf': True, 'ieee_24bus_G04': True} | TRUE | 5.5511e-17 | 0 | 0 | -5.5511e-17 | {'branch_real_power_flow[L7-49]': 0.5851688525915627, 'branch_real_power_flow[L4-24]': 0.9101688525915628, 'demand_real_power_met[D4]': 0.325}
t-1 | dcopf | 0 | KCL_DCOPF_constraint['3'] | 3 | {'dcopf': True, 'ieee_24bus_G04': True} | TRUE | -2.8311e-15 | 0 | 0 | -2.8311e-15 | {'generator_real_power_out[W@3]': 1.2174403273809582, 'branch_real_power_flow[L6-39]': 0.9307561326214506, 'branch_real_power_flow[L2-13]': 0.37329446983747955, 'transformer_2W_real_power_flow[T1-324]': -0.1400213354030101, 'demand_real_power_met[D3]': 0.8}
t-1 | dcopf | 0 | KCL_DCOPF_constraint['16'] | 16 | {'dcopf': True, 'ieee_24bus_G04': True} | TRUE | -2.2204e-16 | 0 | 0 | -2.2204e-16 | {'generator_real_power_out[G7]': 1.55, 'branch_real_power_flow[L23-1617]': -2.5101107890302368, 'branch_real_power_flow[L24-1619]': 2.6989821484047463, 'branch_real_power_flow[L18-1416]': -2.3586755340493673, 'branch_real_power_flow[L19-1516]': 2.2475468934238765, 'demand_real_power_met[D14]': 1.25}
t-1 | dcopf | 0 | KCL_DCOPF_constraint['7'] | 7 | {'dcopf': True, 'ieee_24bus_G04': True} | TRUE | -1.1102e-16 | 0 | 0 | -1.1102e-16 | {'generator_real_power_out[G3]': 0.0, 'generator_real_power_out[W@7]': 1.2, 'branch_real_power_flow[L10-78]': 0.65, 'demand_real_power_met[D7]': 0.55}
t-1 | dcopf | 0 | KCL_DCOPF_constraint['10'] | 10 | {'dcopf': True, 'ieee_24bus_G04': True} | TRUE | 1.1102e-16 | 0 | 0 | -1.1102e-16 | {'branch_real_power_flow[L8-510]': 1.5006471807127137, 'branch_real_power_flow[L9-610]': 0.22577015162016023, 'branch_real_power_flow[L12-810]': -0.0630400517393083, 'transformer_2W_real_power_flow[T4-1011]': 0.5, 'transformer_2W_real_power_flow[T5-1012]': 0.31337728059356557, 'demand_real_power_met[D10]': 0.85}
t-1 | dcopf | 0 | KCL_DCOPF_constraint['20'] | 20 | {'dcopf': True, 'ieee_24bus_G04': True} | TRUE | 0 | 0 | 0 | 0 | {'branch_real_power_flow[L31-2023]': -0.5880089257976269, 'branch_real_power_flow[L32-2023]': -0.5880089257976269, 'branch_real_power_flow[L29-1920]': 0.22449107420237313, 'branch_real_power_flow[L30-1920]': 0.22449107420237313, 'demand_real_power_met[D17]': 1.625}
t-1 | dcopf | 0 | KCL_DCOPF_constraint['18'] | 18 | {'dcopf': True, 'ieee_24bus_G04': True} | TRUE | 0 | 0 | 0 | 0 | {'generator_real_power_out[G8]': 4.0, 'branch_real_power_flow[L27-1821]': -0.6916510404777277, 'branch_real_power_flow[L28-1821]': -0.6916510404777277, 'branch_real_power_flow[L25-1718]': -1.1833020809554553, 'demand_real_power_met[D15]': 4.2}
t-1 | dcopf | 0 | KCL_DCOPF_constraint['17'] | 17 | {'dcopf': True, 'ieee_24bus_G04': True} | TRUE | 0 | 0 | 0 | 0 | {'branch_real_power_flow[L25-1718]': -1.1833020809554553, 'branch_real_power_flow[L26-1722]': -1.3268087080747815, 'branch_real_power_flow[L23-1617]': -2.5101107890302368}
t-1 | dcopf | 0 | KCL_DCOPF_constraint['14'] | 14 | {'dcopf': True, 'ieee_24bus_G04': True} | TRUE | 0 | 0 | 0 | 0 | {'branch_real_power_flow[L18-1416]': -2.3586755340493673, 'branch_real_power_flow[L14-1114]': 0.09132446595063293, 'demand_real_power_met[D12]': 2.45}
t-1 | dcopf | 0 | KCL_DCOPF_constraint['12'] | 12 | {'dcopf': True, 'ieee_24bus_G04': True} | TRUE | 4.4409e-16 | 0 | 0 | -4.4409e-16 | {'branch_real_power_flow[L15-1213]': 1.1752052407152311, 'branch_real_power_flow[L16-1223]': -0.6031568013487227, 'transformer_2W_real_power_flow[T3-912]': 0.2586711587729433, 'transformer_2W_real_power_flow[T5-1012]': 0.31337728059356557}
t-1 | dcopf | 0 | KCL_DCOPF_constraint['19'] | 19 | {'dcopf': True, 'ieee_24bus_G04': True} | TRUE | 0 | 0 | 0 | 0 | {'branch_real_power_flow[L29-1920]': 0.22449107420237313, 'branch_real_power_flow[L30-1920]': 0.22449107420237313, 'branch_real_power_flow[L24-1619]': 2.6989821484047463, 'demand_real_power_met[D16]': 2.25}
t-1 | dcopf | 0 | KCL_DCOPF_constraint['6'] | 6 | {'dcopf': True, 'ieee_24bus_G04': True} | TRUE | 0 | 0 | 0 | 0 | {'branch_real_power_flow[L9-610]': 0.22577015162016023, 'branch_real_power_flow[L5-26]': 0.8257701516201602, 'demand_real_power_met[D6]': 0.6}
t-1 | dcopf | 0 | KCL_DCOPF_constraint['22'] | 22 | {'dcopf': True, 'ieee_24bus_G04': True} | TRUE | 0 | 0 | 0 | 0 | {'branch_real_power_flow[L26-1722]': -1.3268087080747815, 'branch_real_power_flow[L33-2122]': -1.6731912919252185, 'generator_real_power_out[G10]': 3.0}
t-1 | dcopf | 0 | KCL_DCOPF_constraint['21'] | 21 | {'dcopf': True, 'ieee_24bus_G04': True} | TRUE | -1.7764e-15 | 0 | 0 | -1.7764e-15 | {'generator_real_power_out[G9]': 4.0, 'branch_real_power_flow[L33-2122]': -1.6731912919252185, 'branch_real_power_flow[L20-1521]': -2.1449446054848824, 'branch_real_power_flow[L21-1521]': -2.1449446054848824, 'branch_real_power_flow[L27-1821]': -0.6916510404777277, 'branch_real_power_flow[L28-1821]': -0.6916510404777277}
t-1 | dcopf | 0 | KCL_DCOPF_constraint['23'] | 23 | {'dcopf': True, 'ieee_24bus_G04': True} | TRUE | 2.2204e-16 | 0 | 0 | -2.2204e-16 | {'generator_real_power_out[G11]': 3.1, 'generator_real_power_out[G12]': 0.0, 'branch_real_power_flow[L16-1223]': -0.6031568013487227, 'branch_real_power_flow[L17-1323]': -1.3208253470560234, 'branch_real_power_flow[L31-2023]': -0.5880089257976269, 'branch_real_power_flow[L32-2023]': -0.5880089257976269}
t-1 | dcopf | 0 | KCL_DCOPF_constraint['2'] | 2 | {'dcopf': True, 'ieee_24bus_G04': True} | TRUE | -3.8858e-16 | 0 | 0 | -3.8858e-16 | {'generator_real_power_out[G2]': 0.0, 'generator_real_power_out[W@2]': 1.2, 'branch_real_power_flow[L4-24]': 0.9101688525915628, 'branch_real_power_flow[L5-26]': 0.8257701516201602, 'branch_real_power_flow[L1-12]': 0.9609390042117227, 'demand_real_power_met[D2]': 0.425}
t-1 | dcopf | 0 | KCL_DCOPF_constraint['13'] | 13 | {'dcopf': True, 'ieee_24bus_G04': True} | TRUE | 0 | 0 | 0 | 0 | {'generator_real_power_out[G4]': 0.0, 'branch_real_power_flow[L17-1323]': -1.3208253470560234, 'branch_real_power_flow[L13-1113]': 0.8539694122287456, 'branch_real_power_flow[L15-1213]': 1.1752052407152311, 'demand_real_power_met[D11]': 3.35}
t-1 | dcopf | 0 | KCL_DCOPF_constraint['5'] | 5 | {'dcopf': True, 'ieee_24bus_G04': True} | TRUE | 1.6653e-16 | 0 | 0 | -1.6653e-16 | {'generator_real_power_out[W@5]': 1.2, 'branch_real_power_flow[L8-510]': 1.5006471807127137, 'branch_real_power_flow[L3-15]': 0.625647180712714, 'demand_real_power_met[D5]': 0.325}
t-1 | dcopf | 0 | KCL_DCOPF_constraint['8'] | 8 | {'dcopf': True, 'ieee_24bus_G04': True} | TRUE | -1.1102e-16 | 0 | 0 | -1.1102e-16 | {'branch_real_power_flow[L11-89]': -0.03695994826069157, 'branch_real_power_flow[L12-810]': -0.0630400517393083, 'branch_real_power_flow[L10-78]': 0.65, 'demand_real_power_met[D8]': 0.75}
t-1 | dcopf | 0 | branch_KVL_DCOPF[L1-12] | L1-12 | {'dcopf': True, 'ieee_24bus_G04': True} | TRUE | 0 | 0 | 0 | 0 | {'branch_real_power_flow[L1-12]': 0.9609390042117227, 'branch_voltage_angle_difference[L1-12]': 0.014029709461491152}
t-1 | dcopf | 0 | branch_KVL_DCOPF[L2-13] | L2-13 | {'dcopf': True, 'ieee_24bus_G04': True} | TRUE | 0 | 0 | 0 | 0 | {'branch_real_power_flow[L2-13]': 0.37329446983747955, 'branch_voltage_angle_difference[L2-13]': 0.08410324405438414}
t-1 | dcopf | 0 | branch_KVL_DCOPF[L3-15] | L3-15 | {'dcopf': True, 'ieee_24bus_G04': True} | TRUE | 0 | 0 | 0 | 0 | {'branch_real_power_flow[L3-15]': 0.625647180712714, 'branch_voltage_angle_difference[L3-15]': 0.05674619929064316}
t-1 | dcopf | 0 | branch_KVL_DCOPF[L4-24] | L4-24 | {'dcopf': True, 'ieee_24bus_G04': True} | TRUE | -1.1102e-16 | 0 | 0 | -1.1102e-16 | {'branch_real_power_flow[L4-24]': 0.9101688525915628, 'branch_voltage_angle_difference[L4-24]': 0.12341889641141592}
t-1 | dcopf | 0 | branch_KVL_DCOPF[L5-26] | L5-26 | {'dcopf': True, 'ieee_24bus_G04': True} | TRUE | 0 | 0 | 0 | 0 | {'branch_real_power_flow[L5-26]': 0.8257701516201602, 'branch_voltage_angle_difference[L5-26]': 0.16928288108213285}
t-1 | dcopf | 0 | branch_KVL_DCOPF[L6-39] | L6-39 | {'dcopf': True, 'ieee_24bus_G04': True} | TRUE | 0 | 0 | 0 | 0 | {'branch_real_power_flow[L6-39]': 0.9307561326214506, 'branch_voltage_angle_difference[L6-39]': 0.11829910445618637}
t-1 | dcopf | 0 | branch_KVL_DCOPF[L7-49] | L7-49 | {'dcopf': True, 'ieee_24bus_G04': True} | TRUE | 0 | 0 | 0 | 0 | {'branch_real_power_flow[L7-49]': 0.5851688525915627, 'branch_voltage_angle_difference[L7-49]': 0.06495374263766346}
t-1 | dcopf | 0 | branch_KVL_DCOPF[L8-510] | L8-510 | {'dcopf': True, 'ieee_24bus_G04': True} | TRUE | 0 | 0 | 0 | 0 | {'branch_real_power_flow[L8-510]': 1.5006471807127137, 'branch_voltage_angle_difference[L8-510]': 0.1410608349869951}
t-1 | dcopf | 0 | branch_KVL_DCOPF[L9-610] | L9-610 | {'dcopf': True, 'ieee_24bus_G04': True} | TRUE | 0 | 0 | 0 | 0 | {'branch_real_power_flow[L9-610]': 0.22577015162016023, 'branch_voltage_angle_difference[L9-610]': 0.014494443734014286}
t-1 | dcopf | 0 | branch_KVL_DCOPF[L10-78] | L10-78 | {'dcopf': True, 'ieee_24bus_G04': True} | TRUE | -2.2204e-16 | 0 | 0 | -2.2204e-16 | {'branch_real_power_flow[L10-78]': 0.65, 'branch_voltage_angle_difference[L10-78]': 0.04238000000000001}
t-1 | dcopf | 0 | branch_KVL_DCOPF[L11-89] | L11-89 | {'dcopf': True, 'ieee_24bus_G04': True} | TRUE | 0 | 0 | 0 | 0 | {'branch_real_power_flow[L11-89]': -0.03695994826069157, 'branch_voltage_angle_difference[L11-89]': -0.0065123428835338545}
t-1 | dcopf | 0 | branch_KVL_DCOPF[L12-810] | L12-810 | {'dcopf': True, 'ieee_24bus_G04': True} | TRUE | 0 | 0 | 0 | 0 | {'branch_real_power_flow[L12-810]': -0.0630400517393083, 'branch_voltage_angle_difference[L12-810]': -0.011107657116466121}
t-1 | dcopf | 0 | branch_KVL_DCOPF[L13-1113] | L13-1113 | {'dcopf': True, 'ieee_24bus_G04': True} | TRUE | 2.2204e-16 | 0 | 0 | -2.2204e-16 | {'branch_real_power_flow[L13-1113]': 0.8539694122287456, 'branch_voltage_angle_difference[L13-1113]': 0.04167370731676278}
t-1 | dcopf | 0 | branch_KVL_DCOPF[L14-1114] | L14-1114 | {'dcopf': True, 'ieee_24bus_G04': True} | TRUE | 0 | 0 | 0 | 0 | {'branch_real_power_flow[L14-1114]': 0.09132446595063293, 'branch_voltage_angle_difference[L14-1114]': 0.0038904222494969627}
t-1 | dcopf | 0 | branch_KVL_DCOPF[L15-1213] | L15-1213 | {'dcopf': True, 'ieee_24bus_G04': True} | TRUE | 2.2204e-16 | 0 | 0 | -2.2204e-16 | {'branch_real_power_flow[L15-1213]': 1.1752052407152311, 'branch_voltage_angle_difference[L15-1213]': 0.05735001574690328}
t-1 | dcopf | 0 | branch_KVL_DCOPF[L16-1223] | L16-1223 | {'dcopf': True, 'ieee_24bus_G04': True} | TRUE | 1.1102e-16 | 0 | 0 | -1.1102e-16 | {'branch_real_power_flow[L16-1223]': -0.6031568013487227, 'branch_voltage_angle_difference[L16-1223]': -0.059410944932849194}
t-1 | dcopf | 0 | branch_KVL_DCOPF[L17-1323] | L17-1323 | {'dcopf': True, 'ieee_24bus_G04': True} | TRUE | 0 | 0 | 0 | 0 | {'branch_real_power_flow[L17-1323]': -1.3208253470560234, 'branch_voltage_angle_difference[L17-1323]': -0.11676096067975247}
t-1 | dcopf | 0 | branch_KVL_DCOPF[L18-1416] | L18-1416 | {'dcopf': True, 'ieee_24bus_G04': True} | TRUE | 0 | 0 | 0 | 0 | {'branch_real_power_flow[L18-1416]': -2.3586755340493673, 'branch_voltage_angle_difference[L18-1416]': -0.14010532672253243}
t-1 | dcopf | 0 | branch_KVL_DCOPF[L19-1516] | L19-1516 | {'dcopf': True, 'ieee_24bus_G04': True} | TRUE | 0 | 0 | 0 | 0 | {'branch_real_power_flow[L19-1516]': 2.2475468934238765, 'branch_voltage_angle_difference[L19-1516]': 0.038657806566890676}
t-1 | dcopf | 0 | branch_KVL_DCOPF[L20-1521] | L20-1521 | {'dcopf': True, 'ieee_24bus_G04': True} | TRUE | 0 | 0 | 0 | 0 | {'branch_real_power_flow[L20-1521]': -2.1449446054848824, 'branch_voltage_angle_difference[L20-1521]': -0.05340912067657357}
t-1 | dcopf | 0 | branch_KVL_DCOPF[L21-1521] | L21-1521 | {'dcopf': True, 'ieee_24bus_G04': True} | TRUE | 0 | 0 | 0 | 0 | {'branch_real_power_flow[L21-1521]': -2.1449446054848824, 'branch_voltage_angle_difference[L21-1521]': -0.05340912067657357}
t-1 | dcopf | 0 | branch_KVL_DCOPF[L22-1524] | L22-1524 | {'dcopf': True, 'ieee_24bus_G04': True} | TRUE | 0 | 0 | 0 | 0 | {'branch_real_power_flow[L22-1524]': 0.1400213354030101, 'branch_voltage_angle_difference[L22-1524]': 0.007407128642819234}
t-1 | dcopf | 0 | branch_KVL_DCOPF[L23-1617] | L23-1617 | {'dcopf': True, 'ieee_24bus_G04': True} | TRUE | 0 | 0 | 0 | 0 | {'branch_real_power_flow[L23-1617]': -2.5101107890302368, 'branch_voltage_angle_difference[L23-1617]': -0.06601591375149522}
t-1 | dcopf | 0 | branch_KVL_DCOPF[L24-1619] | L24-1619 | {'dcopf': True, 'ieee_24bus_G04': True} | TRUE | 4.4409e-16 | 0 | 0 | -4.4409e-16 | {'branch_real_power_flow[L24-1619]': 2.6989821484047463, 'branch_voltage_angle_difference[L24-1619]': 0.06315618227267106}
t-1 | dcopf | 0 | branch_KVL_DCOPF[L25-1718] | L25-1718 | {'dcopf': True, 'ieee_24bus_G04': True} | TRUE | 0 | 0 | 0 | 0 | {'branch_real_power_flow[L25-1718]': -1.1833020809554553, 'branch_voltage_angle_difference[L25-1718]': -0.01692121975766301}
t-1 | dcopf | 0 | branch_KVL_DCOPF[L26-1722] | L26-1722 | {'dcopf': True, 'ieee_24bus_G04': True} | TRUE | 0 | 0 | 0 | 0 | {'branch_real_power_flow[L26-1722]': -1.3268087080747815, 'branch_voltage_angle_difference[L26-1722]': -0.14183585089319414}
t-1 | dcopf | 0 | branch_KVL_DCOPF[L27-1821] | L27-1821 | {'dcopf': True, 'ieee_24bus_G04': True} | TRUE | 0 | 0 | 0 | 0 | {'branch_real_power_flow[L27-1821]': -0.6916510404777277, 'branch_voltage_angle_difference[L27-1821]': -0.009129793734306006}
t-1 | dcopf | 0 | branch_KVL_DCOPF[L28-1821] | L28-1821 | {'dcopf': True, 'ieee_24bus_G04': True} | TRUE | 0 | 0 | 0 | 0 | {'branch_real_power_flow[L28-1821]': -0.6916510404777277, 'branch_voltage_angle_difference[L28-1821]': -0.009129793734306006}
t-1 | dcopf | 0 | branch_KVL_DCOPF[L29-1920] | L29-1920 | {'dcopf': True, 'ieee_24bus_G04': True} | TRUE | 0 | 0 | 0 | 0 | {'branch_real_power_flow[L29-1920]': 0.22449107420237313, 'branch_voltage_angle_difference[L29-1920]': 0.004557168806308174}
t-1 | dcopf | 0 | branch_KVL_DCOPF[L30-1920] | L30-1920 | {'dcopf': True, 'ieee_24bus_G04': True} | TRUE | 0 | 0 | 0 | 0 | {'branch_real_power_flow[L30-1920]': 0.22449107420237313, 'branch_voltage_angle_difference[L30-1920]': 0.004557168806308174}
t-1 | dcopf | 0 | branch_KVL_DCOPF[L31-2023] | L31-2023 | {'dcopf': True, 'ieee_24bus_G04': True} | TRUE | 0 | 0 | 0 | 0 | {'branch_real_power_flow[L31-2023]': -0.5880089257976269, 'branch_voltage_angle_difference[L31-2023]': -0.006585699968933421}
t-1 | dcopf | 0 | branch_KVL_DCOPF[L32-2023] | L32-2023 | {'dcopf': True, 'ieee_24bus_G04': True} | TRUE | 0 | 0 | 0 | 0 | {'branch_real_power_flow[L32-2023]': -0.5880089257976269, 'branch_voltage_angle_difference[L32-2023]': -0.006585699968933421}
t-1 | dcopf | 0 | branch_KVL_DCOPF[L33-2122] | L33-2122 | {'dcopf': True, 'ieee_24bus_G04': True} | TRUE | 2.2204e-16 | 0 | 0 | -2.2204e-16 | {'branch_real_power_flow[L33-2122]': -1.6731912919252185, 'branch_voltage_angle_difference[L33-2122]': -0.11578483740122512}
t-1 | dcopf | 0 | branch_voltage_angle[L1-12] | L1-12 | {'dcopf': True, 'ieee_24bus_G04': True} | TRUE | -2.7756e-17 | 0 | 0 | -2.7756e-17 | {'branch_voltage_angle_difference[L1-12]': 0.014029709461491152, "bus_voltage_angle['1']": 0.28148074159440106, "bus_voltage_angle['2']": 0.2674510321329099}
t-1 | dcopf | 0 | branch_voltage_angle[L2-13] | L2-13 | {'dcopf': True, 'ieee_24bus_G04': True} | TRUE | -4.1633e-17 | 0 | 0 | -4.1633e-17 | {'branch_voltage_angle_difference[L2-13]': 0.08410324405438414, "bus_voltage_angle['1']": 0.28148074159440106, "bus_voltage_angle['3']": 0.19737749754001688}
t-1 | dcopf | 0 | branch_voltage_angle[L3-15] | L3-15 | {'dcopf': True, 'ieee_24bus_G04': True} | TRUE | -1.3878e-17 | 0 | 0 | -1.3878e-17 | {'branch_voltage_angle_difference[L3-15]': 0.05674619929064316, "bus_voltage_angle['1']": 0.28148074159440106, "bus_voltage_angle['5']": 0.2247345423037579}
t-1 | dcopf | 0 | branch_voltage_angle[L4-24] | L4-24 | {'dcopf': True, 'ieee_24bus_G04': True} | TRUE | 1.3878e-17 | 0 | 0 | -1.3878e-17 | {'branch_voltage_angle_difference[L4-24]': 0.12341889641141592, "bus_voltage_angle['2']": 0.2674510321329099, "bus_voltage_angle['4']": 0.14403213572149398}
t-1 | dcopf | 0 | branch_voltage_angle[L5-26] | L5-26 | {'dcopf': True, 'ieee_24bus_G04': True} | TRUE | 0 | 0 | 0 | 0 | {'branch_voltage_angle_difference[L5-26]': 0.16928288108213285, "bus_voltage_angle['2']": 0.2674510321329099, "bus_voltage_angle['6']": 0.09816815105077703}
t-1 | dcopf | 0 | branch_voltage_angle[L6-39] | L6-39 | {'dcopf': True, 'ieee_24bus_G04': True} | TRUE | 1.3878e-17 | 0 | 0 | -1.3878e-17 | {'branch_voltage_angle_difference[L6-39]': 0.11829910445618637, "bus_voltage_angle['3']": 0.19737749754001688, "bus_voltage_angle['9']": 0.07907839308383052}
t-1 | dcopf | 0 | branch_voltage_angle[L7-49] | L7-49 | {'dcopf': True, 'ieee_24bus_G04': True} | TRUE | 0 | 0 | 0 | 0 | {'branch_voltage_angle_difference[L7-49]': 0.06495374263766346, "bus_voltage_angle['4']": 0.14403213572149398, "bus_voltage_angle['9']": 0.07907839308383052}
t-1 | dcopf | 0 | branch_voltage_angle[L8-510] | L8-510 | {'dcopf': True, 'ieee_24bus_G04': True} | TRUE | 0 | 0 | 0 | 0 | {'branch_voltage_angle_difference[L8-510]': 0.1410608349869951, "bus_voltage_angle['5']": 0.2247345423037579, "bus_voltage_angle['10']": 0.0836737073167628}
t-1 | dcopf | 0 | branch_voltage_angle[L9-610] | L9-610 | {'dcopf': True, 'ieee_24bus_G04': True} | TRUE | 5.2042e-17 | 0 | 0 | -5.2042e-17 | {'branch_voltage_angle_difference[L9-610]': 0.014494443734014286, "bus_voltage_angle['6']": 0.09816815105077703, "bus_voltage_angle['10']": 0.0836737073167628}
t-1 | dcopf | 0 | branch_voltage_angle[L10-78] | L10-78 | {'dcopf': True, 'ieee_24bus_G04': True} | TRUE | 6.9389e-18 | 0 | 0 | -6.9389e-18 | {'branch_voltage_angle_difference[L10-78]': 0.04238000000000001, "bus_voltage_angle['7']": 0.11494605020029666, "bus_voltage_angle['8']": 0.07256605020029666}
t-1 | dcopf | 0 | branch_voltage_angle[L11-89] | L11-89 | {'dcopf': True, 'ieee_24bus_G04': True} | TRUE | 6.9389e-18 | 0 | 0 | -6.9389e-18 | {'branch_voltage_angle_difference[L11-89]': -0.0065123428835338545, "bus_voltage_angle['8']": 0.07256605020029666, "bus_voltage_angle['9']": 0.07907839308383052}
t-1 | dcopf | 0 | branch_voltage_angle[L12-810] | L12-810 | {'dcopf': True, 'ieee_24bus_G04': True} | TRUE | 1.3878e-17 | 0 | 0 | -1.3878e-17 | {'branch_voltage_angle_difference[L12-810]': -0.011107657116466121, "bus_voltage_angle['8']": 0.07256605020029666, "bus_voltage_angle['10']": 0.0836737073167628}
t-1 | dcopf | 0 | branch_voltage_angle[L13-1113] | L13-1113 | {'dcopf': True, 'ieee_24bus_G04': True} | TRUE | -6.9389e-18 | 0 | 0 | -6.9389e-18 | {'branch_voltage_angle_difference[L13-1113]': 0.04167370731676278, "bus_voltage_angle['11']": 0.04167370731676279, "bus_voltage_angle['13']": 0.0}
t-1 | dcopf | 0 | branch_voltage_angle[L14-1114] | L14-1114 | {'dcopf': True, 'ieee_24bus_G04': True} | TRUE | 4.3368e-19 | 0 | 0 | -4.3368e-19 | {'branch_voltage_angle_difference[L14-1114]': 0.0038904222494969627, "bus_voltage_angle['11']": 0.04167370731676279, "bus_voltage_angle['14']": 0.037783285067265825}
t-1 | dcopf | 0 | branch_voltage_angle[L15-1213] | L15-1213 | {'dcopf': True, 'ieee_24bus_G04': True} | TRUE | -6.9389e-18 | 0 | 0 | -6.9389e-18 | {'branch_voltage_angle_difference[L15-1213]': 0.05735001574690328, "bus_voltage_angle['12']": 0.057350015746903286, "bus_voltage_angle['13']": 0.0}
t-1 | dcopf | 0 | branch_voltage_angle[L16-1223] | L16-1223 | {'dcopf': True, 'ieee_24bus_G04': True} | TRUE | -6.9389e-18 | 0 | 0 | -6.9389e-18 | {'branch_voltage_angle_difference[L16-1223]': -0.059410944932849194, "bus_voltage_angle['12']": 0.057350015746903286, "bus_voltage_angle['23']": 0.11676096067975247}
t-1 | dcopf | 0 | branch_voltage_angle[L17-1323] | L17-1323 | {'dcopf': True, 'ieee_24bus_G04': True} | TRUE | 0 | 0 | 0 | 0 | {'branch_voltage_angle_difference[L17-1323]': -0.11676096067975247, "bus_voltage_angle['13']": 0.0, "bus_voltage_angle['23']": 0.11676096067975247}
t-1 | dcopf | 0 | branch_voltage_angle[L18-1416] | L18-1416 | {'dcopf': True, 'ieee_24bus_G04': True} | TRUE | 2.7756e-17 | 0 | 0 | -2.7756e-17 | {'branch_voltage_angle_difference[L18-1416]': -0.14010532672253243, "bus_voltage_angle['14']": 0.037783285067265825, "bus_voltage_angle['16']": 0.17788861178979828}
t-1 | dcopf | 0 | branch_voltage_angle[L19-1516] | L19-1516 | {'dcopf': True, 'ieee_24bus_G04': True} | TRUE | -1.3878e-17 | 0 | 0 | -1.3878e-17 | {'branch_voltage_angle_difference[L19-1516]': 0.038657806566890676, "bus_voltage_angle['15']": 0.21654641835668897, "bus_voltage_angle['16']": 0.17788861178979828}
t-1 | dcopf | 0 | branch_voltage_angle[L20-1521] | L20-1521 | {'dcopf': True, 'ieee_24bus_G04': True} | TRUE | -2.0817e-17 | 0 | 0 | -2.0817e-17 | {'branch_voltage_angle_difference[L20-1521]': -0.05340912067657357, "bus_voltage_angle['15']": 0.21654641835668897, "bus_voltage_angle['21']": 0.2699555390332625}
t-1 | dcopf | 0 | branch_voltage_angle[L21-1521] | L21-1521 | {'dcopf': True, 'ieee_24bus_G04': True} | TRUE | -2.0817e-17 | 0 | 0 | -2.0817e-17 | {'branch_voltage_angle_difference[L21-1521]': -0.05340912067657357, "bus_voltage_angle['15']": 0.21654641835668897, "bus_voltage_angle['21']": 0.2699555390332625}
t-1 | dcopf | 0 | branch_voltage_angle[L22-1524] | L22-1524 | {'dcopf': True, 'ieee_24bus_G04': True} | TRUE | 6.9389e-18 | 0 | 0 | -6.9389e-18 | {'branch_voltage_angle_difference[L22-1524]': 0.007407128642819234, "bus_voltage_angle['15']": 0.21654641835668897, "bus_voltage_angle['24']": 0.20913928971386975}
t-1 | dcopf | 0 | branch_voltage_angle[L23-1617] | L23-1617 | {'dcopf': True, 'ieee_24bus_G04': True} | TRUE | -1.3878e-17 | 0 | 0 | -1.3878e-17 | {'branch_voltage_angle_difference[L23-1617]': -0.06601591375149522, "bus_voltage_angle['16']": 0.17788861178979828, "bus_voltage_angle['17']": 0.2439045255412935}
t-1 | dcopf | 0 | branch_voltage_angle[L24-1619] | L24-1619 | {'dcopf': True, 'ieee_24bus_G04': True} | TRUE | 0 | 0 | 0 | 0 | {'branch_voltage_angle_difference[L24-1619]': 0.06315618227267106, "bus_voltage_angle['16']": 0.17788861178979828, "bus_voltage_angle['19']": 0.11473242951712723}
t-1 | dcopf | 0 | branch_voltage_angle[L25-1718] | L25-1718 | {'dcopf': True, 'ieee_24bus_G04': True} | TRUE | 2.0817e-17 | 0 | 0 | -2.0817e-17 | {'branch_voltage_angle_difference[L25-1718]': -0.01692121975766301, "bus_voltage_angle['17']": 0.2439045255412935, "bus_voltage_angle['18']": 0.2608257452989565}
t-1 | dcopf | 0 | branch_voltage_angle[L26-1722] | L26-1722 | {'dcopf': True, 'ieee_24bus_G04': True} | TRUE | 2.7756e-17 | 0 | 0 | -2.7756e-17 | {'branch_voltage_angle_difference[L26-1722]': -0.14183585089319414, "bus_voltage_angle['17']": 0.2439045255412935, "bus_voltage_angle['22']": 0.38574037643448766}
t-1 | dcopf | 0 | branch_voltage_angle[L27-1821] | L27-1821 | {'dcopf': True, 'ieee_24bus_G04': True} | TRUE | -3.4694e-18 | 0 | 0 | -3.4694e-18 | {'branch_voltage_angle_difference[L27-1821]': -0.009129793734306006, "bus_voltage_angle['18']": 0.2608257452989565, "bus_voltage_angle['21']": 0.2699555390332625}
t-1 | dcopf | 0 | branch_voltage_angle[L28-1821] | L28-1821 | {'dcopf': True, 'ieee_24bus_G04': True} | TRUE | -3.4694e-18 | 0 | 0 | -3.4694e-18 | {'branch_voltage_angle_difference[L28-1821]': -0.009129793734306006, "bus_voltage_angle['18']": 0.2608257452989565, "bus_voltage_angle['21']": 0.2699555390332625}
t-1 | dcopf | 0 | branch_voltage_angle[L29-1920] | L29-1920 | {'dcopf': True, 'ieee_24bus_G04': True} | TRUE | 8.6736e-19 | 0 | 0 | -8.6736e-19 | {'branch_voltage_angle_difference[L29-1920]': 0.004557168806308174, "bus_voltage_angle['19']": 0.11473242951712723, "bus_voltage_angle['20']": 0.11017526071081905}
t-1 | dcopf | 0 | branch_voltage_angle[L30-1920] | L30-1920 | {'dcopf': True, 'ieee_24bus_G04': True} | TRUE | 8.6736e-19 | 0 | 0 | -8.6736e-19 | {'branch_voltage_angle_difference[L30-1920]': 0.004557168806308174, "bus_voltage_angle['19']": 0.11473242951712723, "bus_voltage_angle['20']": 0.11017526071081905}
t-1 | dcopf | 0 | branch_voltage_angle[L31-2023] | L31-2023 | {'dcopf': True, 'ieee_24bus_G04': True} | TRUE | -8.6736e-19 | 0 | 0 | -8.6736e-19 | {'branch_voltage_angle_difference[L31-2023]': -0.006585699968933421, "bus_voltage_angle['20']": 0.11017526071081905, "bus_voltage_angle['23']": 0.11676096067975247}
t-1 | dcopf | 0 | branch_voltage_angle[L32-2023] | L32-2023 | {'dcopf': True, 'ieee_24bus_G04': True} | TRUE | -8.6736e-19 | 0 | 0 | -8.6736e-19 | {'branch_voltage_angle_difference[L32-2023]': -0.006585699968933421, "bus_voltage_angle['20']": 0.11017526071081905, "bus_voltage_angle['23']": 0.11676096067975247}
t-1 | dcopf | 0 | branch_voltage_angle[L33-2122] | L33-2122 | {'dcopf': True, 'ieee_24bus_G04': True} | TRUE | 1.3878e-17 | 0 | 0 | -1.3878e-17 | {'branch_voltage_angle_difference[L33-2122]': -0.11578483740122512, "bus_voltage_angle['21']": 0.2699555390332625, "bus_voltage_angle['22']": 0.38574037643448766}
t-1 | dcopf | 0 | transformer_2W_KVL_DCOPF[T1-324] | T1-324 | {'dcopf': True, 'ieee_24bus_G04': True} | TRUE | 0 | 0 | 0 | 0 | {'transformer_2W_real_power_flow[T1-324]': -0.1400213354030101, 'transformer_2W_voltage_angle_difference[T1-324]': -0.011761792173852849}
t-1 | dcopf | 0 | transformer_2W_KVL_DCOPF[T2-911] | T2-911 | {'dcopf': True, 'ieee_24bus_G04': True} | TRUE | 0 | 0 | 0 | 0 | {'transformer_2W_real_power_flow[T2-911]': 0.4452938781793785, 'transformer_2W_voltage_angle_difference[T2-911]': 0.0374046857670678}
t-1 | dcopf | 0 | transformer_2W_KVL_DCOPF[T3-912] | T3-912 | {'dcopf': True, 'ieee_24bus_G04': True} | TRUE | 0 | 0 | 0 | 0 | {'transformer_2W_real_power_flow[T3-912]': 0.2586711587729433, 'transformer_2W_voltage_angle_difference[T3-912]': 0.021728377336927236}
t-1 | dcopf | 0 | transformer_2W_KVL_DCOPF[T4-1011] | T4-1011 | {'dcopf': True, 'ieee_24bus_G04': True} | TRUE | 5.5511e-17 | 0 | 0 | -5.5511e-17 | {'transformer_2W_real_power_flow[T4-1011]': 0.5, 'transformer_2W_voltage_angle_difference[T4-1011]': 0.042}
t-1 | dcopf | 0 | transformer_2W_KVL_DCOPF[T5-1012] | T5-1012 | {'dcopf': True, 'ieee_24bus_G04': True} | TRUE | 0 | 0 | 0 | 0 | {'transformer_2W_real_power_flow[T5-1012]': 0.31337728059356557, 'transformer_2W_voltage_angle_difference[T5-1012]': 0.02632369156985951}
t-1 | dcopf | 0 | transformer_2W_voltage_angle[T1-324] | T1-324 | {'dcopf': True, 'ieee_24bus_G04': True} | TRUE | 2.0817e-17 | 0 | 0 | -2.0817e-17 | {'transformer_2W_voltage_angle_difference[T1-324]': -0.011761792173852849, "bus_voltage_angle['3']": 0.19737749754001688, "bus_voltage_angle['24']": 0.20913928971386975}
t-1 | dcopf | 0 | transformer_2W_voltage_angle[T2-911] | T2-911 | {'dcopf': True, 'ieee_24bus_G04': True} | TRUE | 6.245e-17 | 0 | 0 | -6.245e-17 | {'transformer_2W_voltage_angle_difference[T2-911]': 0.0374046857670678, "bus_voltage_angle['9']": 0.07907839308383052, "bus_voltage_angle['11']": 0.04167370731676279}
t-1 | dcopf | 0 | transformer_2W_voltage_angle[T3-912] | T3-912 | {'dcopf': True, 'ieee_24bus_G04': True} | TRUE | 0 | 0 | 0 | 0 | {'transformer_2W_voltage_angle_difference[T3-912]': 0.021728377336927236, "bus_voltage_angle['9']": 0.07907839308383052, "bus_voltage_angle['12']": 0.057350015746903286}
t-1 | dcopf | 0 | transformer_2W_voltage_angle[T4-1011] | T4-1011 | {'dcopf': True, 'ieee_24bus_G04': True} | TRUE | -6.9389e-18 | 0 | 0 | -6.9389e-18 | {'transformer_2W_voltage_angle_difference[T4-1011]': 0.042, "bus_voltage_angle['10']": 0.0836737073167628, "bus_voltage_angle['11']": 0.04167370731676279}
t-1 | dcopf | 0 | transformer_2W_voltage_angle[T5-1012] | T5-1012 | {'dcopf': True, 'ieee_24bus_G04': True} | TRUE | 0 | 0 | 0 | 0 | {'transformer_2W_voltage_angle_difference[T5-1012]': 0.02632369156985951, "bus_voltage_angle['10']": 0.0836737073167628, "bus_voltage_angle['12']": 0.057350015746903286}
t-1 | dcopf | 0 | voltage_ref_bus['13'] | 13 | {'dcopf': True, 'ieee_24bus_G04': True} | TRUE | 0 | 0 | 0 | 0 | {"bus_voltage_angle['13']": 0.0}
t-1 | dcopf | 0 | branch_real_power_flow_UB[L1-12] | L1-12 | {'dcopf': True, 'ieee_24bus_G04': True} | TRUE | 0.96094 |  | 2.5 | 1.5391 | {'branch_real_power_flow[L1-12]': 0.9609390042117227}
t-1 | dcopf | 0 | branch_real_power_flow_UB[L2-13] | L2-13 | {'dcopf': True, 'ieee_24bus_G04': True} | TRUE | 0.37329 |  | 2.5 | 2.1267 | {'branch_real_power_flow[L2-13]': 0.37329446983747955}
t-1 | dcopf | 0 | branch_real_power_flow_UB[L3-15] | L3-15 | {'dcopf': True, 'ieee_24bus_G04': True} | TRUE | 0.62565 |  | 2.5 | 1.8744 | {'branch_real_power_flow[L3-15]': 0.625647180712714}
t-1 | dcopf | 0 | branch_real_power_flow_UB[L4-24] | L4-24 | {'dcopf': True, 'ieee_24bus_G04': True} | TRUE | 0.91017 |  | 2.5 | 1.5898 | {'branch_real_power_flow[L4-24]': 0.9101688525915628}
t-1 | dcopf | 0 | branch_real_power_flow_UB[L5-26] | L5-26 | {'dcopf': True, 'ieee_24bus_G04': True} | TRUE | 0.82577 |  | 2.5 | 1.6742 | {'branch_real_power_flow[L5-26]': 0.8257701516201602}
t-1 | dcopf | 0 | branch_real_power_flow_UB[L6-39] | L6-39 | {'dcopf': True, 'ieee_24bus_G04': True} | TRUE | 0.93076 |  | 2.5 | 1.5692 | {'branch_real_power_flow[L6-39]': 0.9307561326214506}
t-1 | dcopf | 0 | branch_real_power_flow_UB[L7-49] | L7-49 | {'dcopf': True, 'ieee_24bus_G04': True} | TRUE | 0.58517 |  | 2.5 | 1.9148 | {'branch_real_power_flow[L7-49]': 0.5851688525915627}
t-1 | dcopf | 0 | branch_real_power_flow_UB[L8-510] | L8-510 | {'dcopf': True, 'ieee_24bus_G04': True} | TRUE | 1.5006 |  | 2.5 | 0.99935 | {'branch_real_power_flow[L8-510]': 1.5006471807127137}
t-1 | dcopf | 0 | branch_real_power_flow_UB[L9-610] | L9-610 | {'dcopf': True, 'ieee_24bus_G04': True} | TRUE | 0.22577 |  | 2.5 | 2.2742 | {'branch_real_power_flow[L9-610]': 0.22577015162016023}
t-1 | dcopf | 0 | branch_real_power_flow_UB[L10-78] | L10-78 | {'dcopf': True, 'ieee_24bus_G04': True} | TRUE | 0.65 |  | 1 | 0.35 | {'branch_real_power_flow[L10-78]': 0.65}
t-1 | dcopf | 0 | branch_real_power_flow_UB[L11-89] | L11-89 | {'dcopf': True, 'ieee_24bus_G04': True} | TRUE | -0.03696 |  | 2.5 | 2.537 | {'branch_real_power_flow[L11-89]': -0.03695994826069157}
t-1 | dcopf | 0 | branch_real_power_flow_UB[L12-810] | L12-810 | {'dcopf': True, 'ieee_24bus_G04': True} | TRUE | -0.06304 |  | 2.5 | 2.563 | {'branch_real_power_flow[L12-810]': -0.0630400517393083}
t-1 | dcopf | 0 | branch_real_power_flow_UB[L13-1113] | L13-1113 | {'dcopf': True, 'ieee_24bus_G04': True} | TRUE | 0.85397 |  | 5 | 4.146 | {'branch_real_power_flow[L13-1113]': 0.8539694122287456}
t-1 | dcopf | 0 | branch_real_power_flow_UB[L14-1114] | L14-1114 | {'dcopf': True, 'ieee_24bus_G04': True} | TRUE | 0.091324 |  | 5 | 4.9087 | {'branch_real_power_flow[L14-1114]': 0.09132446595063293}
t-1 | dcopf | 0 | branch_real_power_flow_UB[L15-1213] | L15-1213 | {'dcopf': True, 'ieee_24bus_G04': True} | TRUE | 1.1752 |  | 5 | 3.8248 | {'branch_real_power_flow[L15-1213]': 1.1752052407152311}
t-1 | dcopf | 0 | branch_real_power_flow_UB[L16-1223] | L16-1223 | {'dcopf': True, 'ieee_24bus_G04': True} | TRUE | -0.60316 |  | 5 | 5.6032 | {'branch_real_power_flow[L16-1223]': -0.6031568013487227}
t-1 | dcopf | 0 | branch_real_power_flow_UB[L17-1323] | L17-1323 | {'dcopf': True, 'ieee_24bus_G04': True} | TRUE | -1.3208 |  | 5 | 6.3208 | {'branch_real_power_flow[L17-1323]': -1.3208253470560234}
t-1 | dcopf | 0 | branch_real_power_flow_UB[L18-1416] | L18-1416 | {'dcopf': True, 'ieee_24bus_G04': True} | TRUE | -2.3587 |  | 5 | 7.3587 | {'branch_real_power_flow[L18-1416]': -2.3586755340493673}
t-1 | dcopf | 0 | branch_real_power_flow_UB[L19-1516] | L19-1516 | {'dcopf': True, 'ieee_24bus_G04': True} | TRUE | 2.2475 |  | 5 | 2.7525 | {'branch_real_power_flow[L19-1516]': 2.2475468934238765}
t-1 | dcopf | 0 | branch_real_power_flow_UB[L20-1521] | L20-1521 | {'dcopf': True, 'ieee_24bus_G04': True} | TRUE | -2.1449 |  | 5 | 7.1449 | {'branch_real_power_flow[L20-1521]': -2.1449446054848824}
t-1 | dcopf | 0 | branch_real_power_flow_UB[L21-1521] | L21-1521 | {'dcopf': True, 'ieee_24bus_G04': True} | TRUE | -2.1449 |  | 5 | 7.1449 | {'branch_real_power_flow[L21-1521]': -2.1449446054848824}
t-1 | dcopf | 0 | branch_real_power_flow_UB[L22-1524] | L22-1524 | {'dcopf': True, 'ieee_24bus_G04': True} | TRUE | 0.14002 |  | 5 | 4.86 | {'branch_real_power_flow[L22-1524]': 0.1400213354030101}
t-1 | dcopf | 0 | branch_real_power_flow_UB[L23-1617] | L23-1617 | {'dcopf': True, 'ieee_24bus_G04': True} | TRUE | -2.5101 |  | 5 | 7.5101 | {'branch_real_power_flow[L23-1617]': -2.5101107890302368}
t-1 | dcopf | 0 | branch_real_power_flow_UB[L24-1619] | L24-1619 | {'dcopf': True, 'ieee_24bus_G04': True} | TRUE | 2.699 |  | 5 | 2.301 | {'branch_real_power_flow[L24-1619]': 2.6989821484047463}
t-1 | dcopf | 0 | branch_real_power_flow_UB[L25-1718] | L25-1718 | {'dcopf': True, 'ieee_24bus_G04': True} | TRUE | -1.1833 |  | 5 | 6.1833 | {'branch_real_power_flow[L25-1718]': -1.1833020809554553}
t-1 | dcopf | 0 | branch_real_power_flow_UB[L26-1722] | L26-1722 | {'dcopf': True, 'ieee_24bus_G04': True} | TRUE | -1.3268 |  | 5 | 6.3268 | {'branch_real_power_flow[L26-1722]': -1.3268087080747815}
t-1 | dcopf | 0 | branch_real_power_flow_UB[L27-1821] | L27-1821 | {'dcopf': True, 'ieee_24bus_G04': True} | TRUE | -0.69165 |  | 5 | 5.6917 | {'branch_real_power_flow[L27-1821]': -0.6916510404777277}
t-1 | dcopf | 0 | branch_real_power_flow_UB[L28-1821] | L28-1821 | {'dcopf': True, 'ieee_24bus_G04': True} | TRUE | -0.69165 |  | 5 | 5.6917 | {'branch_real_power_flow[L28-1821]': -0.6916510404777277}
t-1 | dcopf | 0 | branch_real_power_flow_UB[L29-1920] | L29-1920 | {'dcopf': True, 'ieee_24bus_G04': True} | TRUE | 0.22449 |  | 5 | 4.7755 | {'branch_real_power_flow[L29-1920]': 0.22449107420237313}
t-1 | dcopf | 0 | branch_real_power_flow_UB[L30-1920] | L30-1920 | {'dcopf': True, 'ieee_24bus_G04': True} | TRUE | 0.22449 |  | 5 | 4.7755 | {'branch_real_power_flow[L30-1920]': 0.22449107420237313}
t-1 | dcopf | 0 | branch_real_power_flow_UB[L31-2023] | L31-2023 | {'dcopf': True, 'ieee_24bus_G04': True} | TRUE | -0.58801 |  | 5 | 5.588 | {'branch_real_power_flow[L31-2023]': -0.5880089257976269}
t-1 | dcopf | 0 | branch_real_power_flow_UB[L32-2023] | L32-2023 | {'dcopf': True, 'ieee_24bus_G04': True} | TRUE | -0.58801 |  | 5 | 5.588 | {'branch_real_power_flow[L32-2023]': -0.5880089257976269}
t-1 | dcopf | 0 | branch_real_power_flow_UB[L33-2122] | L33-2122 | {'dcopf': True, 'ieee_24bus_G04': True} | TRUE | -1.6732 |  | 5 | 6.6732 | {'branch_real_power_flow[L33-2122]': -1.6731912919252185}
t-1 | dcopf | 0 | branch_real_power_flow_UB_reverse[L1-12] | L1-12 | {'dcopf': True, 'ieee_24bus_G04': True} | TRUE | 0.96094 | -2.5 |  | 3.4609 | {'branch_real_power_flow[L1-12]': 0.9609390042117227}
t-1 | dcopf | 0 | branch_real_power_flow_UB_reverse[L2-13] | L2-13 | {'dcopf': True, 'ieee_24bus_G04': True} | TRUE | 0.37329 | -2.5 |  | 2.8733 | {'branch_real_power_flow[L2-13]': 0.37329446983747955}
t-1 | dcopf | 0 | branch_real_power_flow_UB_reverse[L3-15] | L3-15 | {'dcopf': True, 'ieee_24bus_G04': True} | TRUE | 0.62565 | -2.5 |  | 3.1256 | {'branch_real_power_flow[L3-15]': 0.625647180712714}
t-1 | dcopf | 0 | branch_real_power_flow_UB_reverse[L4-24] | L4-24 | {'dcopf': True, 'ieee_24bus_G04': True} | TRUE | 0.91017 | -2.5 |  | 3.4102 | {'branch_real_power_flow[L4-24]': 0.9101688525915628}
t-1 | dcopf | 0 | branch_real_power_flow_UB_reverse[L5-26] | L5-26 | {'dcopf': True, 'ieee_24bus_G04': True} | TRUE | 0.82577 | -2.5 |  | 3.3258 | {'branch_real_power_flow[L5-26]': 0.8257701516201602}
t-1 | dcopf | 0 | branch_real_power_flow_UB_reverse[L6-39] | L6-39 | {'dcopf': True, 'ieee_24bus_G04': True} | TRUE | 0.93076 | -2.5 |  | 3.4308 | {'branch_real_power_flow[L6-39]': 0.9307561326214506}
t-1 | dcopf | 0 | branch_real_power_flow_UB_reverse[L7-49] | L7-49 | {'dcopf': True, 'ieee_24bus_G04': True} | TRUE | 0.58517 | -2.5 |  | 3.0852 | {'branch_real_power_flow[L7-49]': 0.5851688525915627}
t-1 | dcopf | 0 | branch_real_power_flow_UB_reverse[L8-510] | L8-510 | {'dcopf': True, 'ieee_24bus_G04': True} | TRUE | 1.5006 | -2.5 |  | 4.0006 | {'branch_real_power_flow[L8-510]': 1.5006471807127137}
t-1 | dcopf | 0 | branch_real_power_flow_UB_reverse[L9-610] | L9-610 | {'dcopf': True, 'ieee_24bus_G04': True} | TRUE | 0.22577 | -2.5 |  | 2.7258 | {'branch_real_power_flow[L9-610]': 0.22577015162016023}
t-1 | dcopf | 0 | branch_real_power_flow_UB_reverse[L10-78] | L10-78 | {'dcopf': True, 'ieee_24bus_G04': True} | TRUE | 0.65 | -1 |  | 1.65 | {'branch_real_power_flow[L10-78]': 0.65}
t-1 | dcopf | 0 | branch_real_power_flow_UB_reverse[L11-89] | L11-89 | {'dcopf': True, 'ieee_24bus_G04': True} | TRUE | -0.03696 | -2.5 |  | 2.463 | {'branch_real_power_flow[L11-89]': -0.03695994826069157}
t-1 | dcopf | 0 | branch_real_power_flow_UB_reverse[L12-810] | L12-810 | {'dcopf': True, 'ieee_24bus_G04': True} | TRUE | -0.06304 | -2.5 |  | 2.437 | {'branch_real_power_flow[L12-810]': -0.0630400517393083}
t-1 | dcopf | 0 | branch_real_power_flow_UB_reverse[L13-1113] | L13-1113 | {'dcopf': True, 'ieee_24bus_G04': True} | TRUE | 0.85397 | -5 |  | 5.854 | {'branch_real_power_flow[L13-1113]': 0.8539694122287456}
t-1 | dcopf | 0 | branch_real_power_flow_UB_reverse[L14-1114] | L14-1114 | {'dcopf': True, 'ieee_24bus_G04': True} | TRUE | 0.091324 | -5 |  | 5.0913 | {'branch_real_power_flow[L14-1114]': 0.09132446595063293}
t-1 | dcopf | 0 | branch_real_power_flow_UB_reverse[L15-1213] | L15-1213 | {'dcopf': True, 'ieee_24bus_G04': True} | TRUE | 1.1752 | -5 |  | 6.1752 | {'branch_real_power_flow[L15-1213]': 1.1752052407152311}
t-1 | dcopf | 0 | branch_real_power_flow_UB_reverse[L16-1223] | L16-1223 | {'dcopf': True, 'ieee_24bus_G04': True} | TRUE | -0.60316 | -5 |  | 4.3968 | {'branch_real_power_flow[L16-1223]': -0.6031568013487227}
t-1 | dcopf | 0 | branch_real_power_flow_UB_reverse[L17-1323] | L17-1323 | {'dcopf': True, 'ieee_24bus_G04': True} | TRUE | -1.3208 | -5 |  | 3.6792 | {'branch_real_power_flow[L17-1323]': -1.3208253470560234}
t-1 | dcopf | 0 | branch_real_power_flow_UB_reverse[L18-1416] | L18-1416 | {'dcopf': True, 'ieee_24bus_G04': True} | TRUE | -2.3587 | -5 |  | 2.6413 | {'branch_real_power_flow[L18-1416]': -2.3586755340493673}
t-1 | dcopf | 0 | branch_real_power_flow_UB_reverse[L19-1516] | L19-1516 | {'dcopf': True, 'ieee_24bus_G04': True} | TRUE | 2.2475 | -5 |  | 7.2475 | {'branch_real_power_flow[L19-1516]': 2.2475468934238765}
t-1 | dcopf | 0 | branch_real_power_flow_UB_reverse[L20-1521] | L20-1521 | {'dcopf': True, 'ieee_24bus_G04': True} | TRUE | -2.1449 | -5 |  | 2.8551 | {'branch_real_power_flow[L20-1521]': -2.1449446054848824}
t-1 | dcopf | 0 | branch_real_power_flow_UB_reverse[L21-1521] | L21-1521 | {'dcopf': True, 'ieee_24bus_G04': True} | TRUE | -2.1449 | -5 |  | 2.8551 | {'branch_real_power_flow[L21-1521]': -2.1449446054848824}
t-1 | dcopf | 0 | branch_real_power_flow_UB_reverse[L22-1524] | L22-1524 | {'dcopf': True, 'ieee_24bus_G04': True} | TRUE | 0.14002 | -5 |  | 5.14 | {'branch_real_power_flow[L22-1524]': 0.1400213354030101}
t-1 | dcopf | 0 | branch_real_power_flow_UB_reverse[L23-1617] | L23-1617 | {'dcopf': True, 'ieee_24bus_G04': True} | TRUE | -2.5101 | -5 |  | 2.4899 | {'branch_real_power_flow[L23-1617]': -2.5101107890302368}
t-1 | dcopf | 0 | branch_real_power_flow_UB_reverse[L24-1619] | L24-1619 | {'dcopf': True, 'ieee_24bus_G04': True} | TRUE | 2.699 | -5 |  | 7.699 | {'branch_real_power_flow[L24-1619]': 2.6989821484047463}
t-1 | dcopf | 0 | branch_real_power_flow_UB_reverse[L25-1718] | L25-1718 | {'dcopf': True, 'ieee_24bus_G04': True} | TRUE | -1.1833 | -5 |  | 3.8167 | {'branch_real_power_flow[L25-1718]': -1.1833020809554553}
t-1 | dcopf | 0 | branch_real_power_flow_UB_reverse[L26-1722] | L26-1722 | {'dcopf': True, 'ieee_24bus_G04': True} | TRUE | -1.3268 | -5 |  | 3.6732 | {'branch_real_power_flow[L26-1722]': -1.3268087080747815}
t-1 | dcopf | 0 | branch_real_power_flow_UB_reverse[L27-1821] | L27-1821 | {'dcopf': True, 'ieee_24bus_G04': True} | TRUE | -0.69165 | -5 |  | 4.3083 | {'branch_real_power_flow[L27-1821]': -0.6916510404777277}
t-1 | dcopf | 0 | branch_real_power_flow_UB_reverse[L28-1821] | L28-1821 | {'dcopf': True, 'ieee_24bus_G04': True} | TRUE | -0.69165 | -5 |  | 4.3083 | {'branch_real_power_flow[L28-1821]': -0.6916510404777277}
t-1 | dcopf | 0 | branch_real_power_flow_UB_reverse[L29-1920] | L29-1920 | {'dcopf': True, 'ieee_24bus_G04': True} | TRUE | 0.22449 | -5 |  | 5.2245 | {'branch_real_power_flow[L29-1920]': 0.22449107420237313}
t-1 | dcopf | 0 | branch_real_power_flow_UB_reverse[L30-1920] | L30-1920 | {'dcopf': True, 'ieee_24bus_G04': True} | TRUE | 0.22449 | -5 |  | 5.2245 | {'branch_real_power_flow[L30-1920]': 0.22449107420237313}
t-1 | dcopf | 0 | branch_real_power_flow_UB_reverse[L31-2023] | L31-2023 | {'dcopf': True, 'ieee_24bus_G04': True} | TRUE | -0.58801 | -5 |  | 4.412 | {'branch_real_power_flow[L31-2023]': -0.5880089257976269}
t-1 | dcopf | 0 | branch_real_power_flow_UB_reverse[L32-2023] | L32-2023 | {'dcopf': True, 'ieee_24bus_G04': True} | TRUE | -0.58801 | -5 |  | 4.412 | {'branch_real_power_flow[L32-2023]': -0.5880089257976269}
t-1 | dcopf | 0 | branch_real_power_flow_UB_reverse[L33-2122] | L33-2122 | {'dcopf': True, 'ieee_24bus_G04': True} | TRUE | -1.6732 | -5 |  | 3.3268 | {'branch_real_power_flow[L33-2122]': -1.6731912919252185}
t-1 | dcopf | 0 | transformer_2W_real_power_flow_UB[T1-324] | T1-324 | {'dcopf': True, 'ieee_24bus_G04': True} | TRUE | -0.14002 |  | 0.5 | 0.64002 | {'transformer_2W_real_power_flow[T1-324]': -0.1400213354030101}
t-1 | dcopf | 0 | transformer_2W_real_power_flow_UB[T2-911] | T2-911 | {'dcopf': True, 'ieee_24bus_G04': True} | TRUE | 0.44529 |  | 0.5 | 0.054706 | {'transformer_2W_real_power_flow[T2-911]': 0.4452938781793785}
t-1 | dcopf | 0 | transformer_2W_real_power_flow_UB[T3-912] | T3-912 | {'dcopf': True, 'ieee_24bus_G04': True} | TRUE | 0.25867 |  | 0.5 | 0.24133 | {'transformer_2W_real_power_flow[T3-912]': 0.2586711587729433}
t-1 | dcopf | 0 | transformer_2W_real_power_flow_UB[T4-1011] | T4-1011 | {'dcopf': True, 'ieee_24bus_G04': True} | TRUE | 0.5 |  | 0.5 | 0 | {'transformer_2W_real_power_flow[T4-1011]': 0.5}
t-1 | dcopf | 0 | transformer_2W_real_power_flow_UB[T5-1012] | T5-1012 | {'dcopf': True, 'ieee_24bus_G04': True} | TRUE | 0.31338 |  | 0.5 | 0.18662 | {'transformer_2W_real_power_flow[T5-1012]': 0.31337728059356557}
t-1 | dcopf | 0 | transformer_2W_real_power_flow_UB_reverse[T1-324] | T1-324 | {'dcopf': True, 'ieee_24bus_G04': True} | TRUE | -0.14002 | -0.5 |  | 0.35998 | {'transformer_2W_real_power_flow[T1-324]': -0.1400213354030101}
t-1 | dcopf | 0 | transformer_2W_real_power_flow_UB_reverse[T2-911] | T2-911 | {'dcopf': True, 'ieee_24bus_G04': True} | TRUE | 0.44529 | -0.5 |  | 0.94529 | {'transformer_2W_real_power_flow[T2-911]': 0.4452938781793785}
t-1 | dcopf | 0 | transformer_2W_real_power_flow_UB_reverse[T3-912] | T3-912 | {'dcopf': True, 'ieee_24bus_G04': True} | TRUE | 0.25867 | -0.5 |  | 0.75867 | {'transformer_2W_real_power_flow[T3-912]': 0.2586711587729433}
t-1 | dcopf | 0 | transformer_2W_real_power_flow_UB_reverse[T4-1011] | T4-1011 | {'dcopf': True, 'ieee_24bus_G04': True} | TRUE | 0.5 | -0.5 |  | 1 | {'transformer_2W_real_power_flow[T4-1011]': 0.5}
t-1 | dcopf | 0 | transformer_2W_real_power_flow_UB_reverse[T5-1012] | T5-1012 | {'dcopf': True, 'ieee_24bus_G04': True} | TRUE | 0.31338 | -0.5 |  | 0.81338 | {'transformer_2W_real_power_flow[T5-1012]': 0.31337728059356557}
t-1 | dcopf | 0 | dcopf_generation_redispatch[G1] | G1 | {'dcopf': True, 'ieee_24bus_G04': True} | TRUE | 0 | 0 | 0 | 0 | {'generator_real_power_out[G1]': 0.0, 'generator_real_power_offer[G1]': 0.0, 'generator_real_power_bid[G1]': 0.0}
t-1 | dcopf | 0 | dcopf_generation_redispatch[G2] | G2 | {'dcopf': True, 'ieee_24bus_G04': True} | TRUE | 0 | 0 | 0 | 0 | {'generator_real_power_out[G2]': 0.0, 'generator_real_power_offer[G2]': 0.0, 'generator_real_power_bid[G2]': 0.0}
t-1 | dcopf | 0 | dcopf_generation_redispatch[G3] | G3 | {'dcopf': True, 'ieee_24bus_G04': True} | TRUE | 0 | 0 | 0 | 0 | {'generator_real_power_out[G3]': 0.0, 'generator_real_power_offer[G3]': 0.0, 'generator_real_power_bid[G3]': 0.0}
t-1 | dcopf | 0 | dcopf_generation_redispatch[G4] | G4 | {'dcopf': True, 'ieee_24bus_G04': True} | TRUE | 0 | 0 | 0 | 0 | {'generator_real_power_out[G4]': 0.0, 'generator_real_power_offer[G4]': 0.0, 'generator_real_power_bid[G4]': 0.0}
t-1 | dcopf | 0 | dcopf_generation_redispatch[G5] | G5 | {'dcopf': True, 'ieee_24bus_G04': True} | TRUE | 0 | 0 | 0 | 0 | {'generator_real_power_out[G5]': 0.547679017857125, 'generator_real_power_offer[G5]': 0.547679017857125, 'generator_real_power_bid[G5]': 0.0}
t-1 | dcopf | 0 | dcopf_generation_redispatch[G6] | G6 | {'dcopf': True, 'ieee_24bus_G04': True} | TRUE | 0 | 0 | 0 | 0 | {'generator_real_power_out[G6]': 1.55, 'generator_real_power_offer[G6]': 1.55, 'generator_real_power_bid[G6]': 0.0}
t-1 | dcopf | 0 | dcopf_generation_redispatch[G7] | G7 | {'dcopf': True, 'ieee_24bus_G04': True} | TRUE | 0 | 0 | 0 | 0 | {'generator_real_power_out[G7]': 1.55, 'generator_real_power_offer[G7]': 1.55, 'generator_real_power_bid[G7]': 0.0}
t-1 | dcopf | 0 | dcopf_generation_redispatch[G8] | G8 | {'dcopf': True, 'ieee_24bus_G04': True} | TRUE | 0 | 0 | 0 | 0 | {'generator_real_power_out[G8]': 4.0, 'generator_real_power_offer[G8]': 1.0, 'generator_real_power_bid[G8]': 0.0}
t-1 | dcopf | 0 | dcopf_generation_redispatch[G9] | G9 | {'dcopf': True, 'ieee_24bus_G04': True} | TRUE | 0 | 0 | 0 | 0 | {'generator_real_power_out[G9]': 4.0, 'generator_real_power_offer[G9]': 0.0, 'generator_real_power_bid[G9]': 0.0}
t-1 | dcopf | 0 | dcopf_generation_redispatch[G10] | G10 | {'dcopf': True, 'ieee_24bus_G04': True} | TRUE | 0 | 0 | 0 | 0 | {'generator_real_power_out[G10]': 3.0, 'generator_real_power_offer[G10]': 3.0, 'generator_real_power_bid[G10]': 0.0}
t-1 | dcopf | 0 | dcopf_generation_redispatch[G11] | G11 | {'dcopf': True, 'ieee_24bus_G04': True} | TRUE | 0 | 0 | 0 | 0 | {'generator_real_power_out[G11]': 3.1, 'generator_real_power_offer[G11]': 3.1, 'generator_real_power_bid[G11]': 0.0}
t-1 | dcopf | 0 | dcopf_generation_redispatch[G12] | G12 | {'dcopf': True, 'ieee_24bus_G04': True} | TRUE | 0 | 0 | 0 | 0 | {'generator_real_power_out[G12]': 0.0, 'generator_real_power_offer[G12]': 0.0, 'generator_real_power_bid[G12]': 0.0}
t-1 | dcopf | 0 | dcopf_generation_redispatch['W@1.1'] | W@1.1 | {'dcopf': True, 'ieee_24bus_G04': True} | TRUE | 0 | 0 | 0 | 0 | {"generator_real_power_out['W@1.1']": 1.2174403273809582, "generator_real_power_offer['W@1.1']": 0.0, "generator_real_power_bid['W@1.1']": 1.7825596726190418}
t-1 | dcopf | 0 | dcopf_generation_redispatch['W@1.2'] | W@1.2 | {'dcopf': True, 'ieee_24bus_G04': True} | TRUE | 0 | 0 | 0 | 0 | {"generator_real_power_out['W@1.2']": 1.2174403273809582, "generator_real_power_offer['W@1.2']": 0.0, "generator_real_power_bid['W@1.2']": 1.7825596726190418}
t-1 | dcopf | 0 | dcopf_generation_redispatch[W@2] | W@2 | {'dcopf': True, 'ieee_24bus_G04': True} | TRUE | 0 | 0 | 0 | 0 | {'generator_real_power_out[W@2]': 1.2, 'generator_real_power_offer[W@2]': 0.0, 'generator_real_power_bid[W@2]': 1.8}
t-1 | dcopf | 0 | dcopf_generation_redispatch[W@3] | W@3 | {'dcopf': True, 'ieee_24bus_G04': True} | TRUE | 0 | 0 | 0 | 0 | {'generator_real_power_out[W@3]': 1.2174403273809582, 'generator_real_power_offer[W@3]': 0.0, 'generator_real_power_bid[W@3]': 1.7825596726190418}
t-1 | dcopf | 0 | dcopf_generation_redispatch[W@5] | W@5 | {'dcopf': True, 'ieee_24bus_G04': True} | TRUE | 0 | 0 | 0 | 0 | {'generator_real_power_out[W@5]': 1.2, 'generator_real_power_offer[W@5]': 0.0, 'generator_real_power_bid[W@5]': 1.8}
t-1 | dcopf | 0 | dcopf_generation_redispatch[W@7] | W@7 | {'dcopf': True, 'ieee_24bus_G04': True} | TRUE | 0 | 0 | 0 | 0 | {'generator_real_power_out[W@7]': 1.2, 'generator_real_power_offer[W@7]': 0.0, 'generator_real_power_bid[W@7]': 1.8}
t-1 | dcopf | 0 | generator_prorata_bid_decompose[G1] | G1 | {'dcopf': True, 'ieee_24bus_G04': True} | TRUE | 0 | 0 | 0 | 0 | {'generator_real_power_bid[G1]': 0.0, 'generator_real_power_bid_nonfirm[G1]': 0.0, 'generator_real_power_bid_firm[G1]': 0.0}
t-1 | dcopf | 0 | generator_prorata_bid_decompose[G2] | G2 | {'dcopf': True, 'ieee_24bus_G04': True} | TRUE | 0 | 0 | 0 | 0 | {'generator_real_power_bid[G2]': 0.0, 'generator_real_power_bid_nonfirm[G2]': 0.0, 'generator_real_power_bid_firm[G2]': 0.0}
t-1 | dcopf | 0 | generator_prorata_bid_decompose[G3] | G3 | {'dcopf': True, 'ieee_24bus_G04': True} | TRUE | 0 | 0 | 0 | 0 | {'generator_real_power_bid[G3]': 0.0, 'generator_real_power_bid_nonfirm[G3]': 0.0, 'generator_real_power_bid_firm[G3]': 0.0}
t-1 | dcopf | 0 | generator_prorata_bid_decompose[G4] | G4 | {'dcopf': True, 'ieee_24bus_G04': True} | TRUE | 0 | 0 | 0 | 0 | {'generator_real_power_bid[G4]': 0.0, 'generator_real_power_bid_nonfirm[G4]': 0.0, 'generator_real_power_bid_firm[G4]': 0.0}
t-1 | dcopf | 0 | generator_prorata_bid_decompose[G5] | G5 | {'dcopf': True, 'ieee_24bus_G04': True} | TRUE | 0 | 0 | 0 | 0 | {'generator_real_power_bid[G5]': 0.0, 'generator_real_power_bid_nonfirm[G5]': 0.0, 'generator_real_power_bid_firm[G5]': 0.0}
t-1 | dcopf | 0 | generator_prorata_bid_decompose[G6] | G6 | {'dcopf': True, 'ieee_24bus_G04': True} | TRUE | 0 | 0 | 0 | 0 | {'generator_real_power_bid[G6]': 0.0, 'generator_real_power_bid_nonfirm[G6]': 0.0, 'generator_real_power_bid_firm[G6]': 0.0}
t-1 | dcopf | 0 | generator_prorata_bid_decompose[G7] | G7 | {'dcopf': True, 'ieee_24bus_G04': True} | TRUE | 0 | 0 | 0 | 0 | {'generator_real_power_bid[G7]': 0.0, 'generator_real_power_bid_nonfirm[G7]': 0.0, 'generator_real_power_bid_firm[G7]': 0.0}
t-1 | dcopf | 0 | generator_prorata_bid_decompose[G8] | G8 | {'dcopf': True, 'ieee_24bus_G04': True} | TRUE | 0 | 0 | 0 | 0 | {'generator_real_power_bid[G8]': 0.0, 'generator_real_power_bid_nonfirm[G8]': 0.0, 'generator_real_power_bid_firm[G8]': 0.0}
t-1 | dcopf | 0 | generator_prorata_bid_decompose[G9] | G9 | {'dcopf': True, 'ieee_24bus_G04': True} | TRUE | 0 | 0 | 0 | 0 | {'generator_real_power_bid[G9]': 0.0, 'generator_real_power_bid_nonfirm[G9]': 0.0, 'generator_real_power_bid_firm[G9]': 0.0}
t-1 | dcopf | 0 | generator_prorata_bid_decompose[G10] | G10 | {'dcopf': True, 'ieee_24bus_G04': True} | TRUE | 0 | 0 | 0 | 0 | {'generator_real_power_bid[G10]': 0.0, 'generator_real_power_bid_nonfirm[G10]': 0.0, 'generator_real_power_bid_firm[G10]': 0.0}
t-1 | dcopf | 0 | generator_prorata_bid_decompose[G11] | G11 | {'dcopf': True, 'ieee_24bus_G04': True} | TRUE | 0 | 0 | 0 | 0 | {'generator_real_power_bid[G11]': 0.0, 'generator_real_power_bid_nonfirm[G11]': 0.0, 'generator_real_power_bid_firm[G11]': 0.0}
t-1 | dcopf | 0 | generator_prorata_bid_decompose[G12] | G12 | {'dcopf': True, 'ieee_24bus_G04': True} | TRUE | 0 | 0 | 0 | 0 | {'generator_real_power_bid[G12]': 0.0, 'generator_real_power_bid_nonfirm[G12]': 0.0, 'generator_real_power_bid_firm[G12]': 0.0}
t-1 | dcopf | 0 | generator_prorata_bid_decompose['W@1.1'] | W@1.1 | {'dcopf': True, 'ieee_24bus_G04': True} | TRUE | -2.2204e-16 | 0 | 0 | -2.2204e-16 | {"generator_real_power_bid['W@1.1']": 1.7825596726190418, "generator_real_power_bid_nonfirm['W@1.1']": 1.782559672619042, "generator_real_power_bid_firm['W@1.1']": 0.0}
t-1 | dcopf | 0 | generator_prorata_bid_decompose['W@1.2'] | W@1.2 | {'dcopf': True, 'ieee_24bus_G04': True} | TRUE | 0 | 0 | 0 | 0 | {"generator_real_power_bid['W@1.2']": 1.7825596726190418, "generator_real_power_bid_nonfirm['W@1.2']": 1.7825596726190418, "generator_real_power_bid_firm['W@1.2']": 0.0}
t-1 | dcopf | 0 | generator_prorata_bid_decompose[W@2] | W@2 | {'dcopf': True, 'ieee_24bus_G04': True} | TRUE | 0 | 0 | 0 | 0 | {'generator_real_power_bid[W@2]': 1.8, 'generator_real_power_bid_nonfirm[W@2]': 1.8, 'generator_real_power_bid_firm[W@2]': 0.0}
t-1 | dcopf | 0 | generator_prorata_bid_decompose[W@3] | W@3 | {'dcopf': True, 'ieee_24bus_G04': True} | TRUE | 0 | 0 | 0 | 0 | {'generator_real_power_bid[W@3]': 1.7825596726190418, 'generator_real_power_bid_nonfirm[W@3]': 1.7825596726190418, 'generator_real_power_bid_firm[W@3]': 0.0}
t-1 | dcopf | 0 | generator_prorata_bid_decompose[W@5] | W@5 | {'dcopf': True, 'ieee_24bus_G04': True} | TRUE | 0 | 0 | 0 | 0 | {'generator_real_power_bid[W@5]': 1.8, 'generator_real_power_bid_nonfirm[W@5]': 1.8, 'generator_real_power_bid_firm[W@5]': 0.0}
t-1 | dcopf | 0 | generator_prorata_bid_decompose[W@7] | W@7 | {'dcopf': True, 'ieee_24bus_G04': True} | TRUE | 0 | 0 | 0 | 0 | {'generator_real_power_bid[W@7]': 1.8, 'generator_real_power_bid_nonfirm[W@7]': 1.8, 'generator_real_power_bid_firm[W@7]': 0.0}
t-1 | dcopf | 0 | generator_prorata_offer_bigM['W@1.1'] | W@1.1 | {'dcopf': True, 'ieee_24bus_G04': True} | TRUE | 0 |  | 0 | 0 | {"generator_real_power_offer['W@1.1']": 0.0, "generator_offer_indicator['W@1.1']": 0.0}
t-1 | dcopf | 0 | generator_prorata_offer_bigM['W@1.2'] | W@1.2 | {'dcopf': True, 'ieee_24bus_G04': True} | TRUE | 0 |  | 0 | 0 | {"generator_real_power_offer['W@1.2']": 0.0, "generator_offer_indicator['W@1.2']": 0.0}
t-1 | dcopf | 0 | generator_prorata_offer_bigM[W@2] | W@2 | {'dcopf': True, 'ieee_24bus_G04': True} | TRUE | 0 |  | 0 | 0 | {'generator_real_power_offer[W@2]': 0.0, 'generator_offer_indicator[W@2]': 0.0}
t-1 | dcopf | 0 | generator_prorata_offer_bigM[W@3] | W@3 | {'dcopf': True, 'ieee_24bus_G04': True} | TRUE | 0 |  | 0 | 0 | {'generator_real_power_offer[W@3]': 0.0, 'generator_offer_indicator[W@3]': 0.0}
t-1 | dcopf | 0 | generator_prorata_offer_bigM[W@5] | W@5 | {'dcopf': True, 'ieee_24bus_G04': True} | TRUE | 0 |  | 0 | 0 | {'generator_real_power_offer[W@5]': 0.0, 'generator_offer_indicator[W@5]': 0.0}
t-1 | dcopf | 0 | generator_prorata_offer_bigM[W@7] | W@7 | {'dcopf': True, 'ieee_24bus_G04': True} | TRUE | 0 |  | 0 | 0 | {'generator_real_power_offer[W@7]': 0.0, 'generator_offer_indicator[W@7]': 0.0}
t-1 | dcopf | 0 | generator_prorata_bid_bigM['W@1.1'] | W@1.1 | {'dcopf': True, 'ieee_24bus_G04': True} | TRUE | -1.2174 |  | 0 | 1.2174 | {"generator_real_power_bid_firm['W@1.1']": 0.0, "generator_real_power_bid_nonfirm['W@1.1']": 1.782559672619042, "generator_offer_indicator['W@1.1']": 0.0}
t-1 | dcopf | 0 | generator_prorata_bid_bigM['W@1.2'] | W@1.2 | {'dcopf': True, 'ieee_24bus_G04': True} | TRUE | -1.2174 |  | 0 | 1.2174 | {"generator_real_power_bid_firm['W@1.2']": 0.0, "generator_real_power_bid_nonfirm['W@1.2']": 1.7825596726190418, "generator_offer_indicator['W@1.2']": 0.0}
t-1 | dcopf | 0 | generator_prorata_bid_bigM[W@2] | W@2 | {'dcopf': True, 'ieee_24bus_G04': True} | TRUE | -1.2 |  | 0 | 1.2 | {'generator_real_power_bid_firm[W@2]': 0.0, 'generator_real_power_bid_nonfirm[W@2]': 1.8, 'generator_offer_indicator[W@2]': 0.0}
t-1 | dcopf | 0 | generator_prorata_bid_bigM[W@3] | W@3 | {'dcopf': True, 'ieee_24bus_G04': True} | TRUE | -1.2174 |  | 0 | 1.2174 | {'generator_real_power_bid_firm[W@3]': 0.0, 'generator_real_power_bid_nonfirm[W@3]': 1.7825596726190418, 'generator_offer_indicator[W@3]': 0.0}
t-1 | dcopf | 0 | generator_prorata_bid_bigM[W@5] | W@5 | {'dcopf': True, 'ieee_24bus_G04': True} | TRUE | -1.2 |  | 0 | 1.2 | {'generator_real_power_bid_firm[W@5]': 0.0, 'generator_real_power_bid_nonfirm[W@5]': 1.8, 'generator_offer_indicator[W@5]': 0.0}
t-1 | dcopf | 0 | generator_prorata_bid_bigM[W@7] | W@7 | {'dcopf': True, 'ieee_24bus_G04': True} | TRUE | -1.2 |  | 0 | 1.2 | {'generator_real_power_bid_firm[W@7]': 0.0, 'generator_real_power_bid_nonfirm[W@7]': 1.8, 'generator_offer_indicator[W@7]': 0.0}
t-1 | dcopf | 0 | generator_prorata_no_offer_when_curtailed['W@1.1'] | W@1.1 | {'dcopf': True, 'ieee_24bus_G04': True} | TRUE | 0.59419 |  | 1 | 0.40581 | {"generator_offer_indicator['W@1.1']": 0.0, "generator_prorata_curtailment['W@1.1']": 0.5941865575396806}
t-1 | dcopf | 0 | generator_prorata_no_offer_when_curtailed['W@1.2'] | W@1.2 | {'dcopf': True, 'ieee_24bus_G04': True} | TRUE | 0.59419 |  | 1 | 0.40581 | {"generator_offer_indicator['W@1.2']": 0.0, "generator_prorata_curtailment['W@1.2']": 0.5941865575396806}
t-1 | dcopf | 0 | generator_prorata_no_offer_when_curtailed[W@2] | W@2 | {'dcopf': True, 'ieee_24bus_G04': True} | TRUE | 0.6 |  | 1 | 0.4 | {'generator_offer_indicator[W@2]': 0.0, 'generator_prorata_curtailment[W@2]': 0.6}
t-1 | dcopf | 0 | generator_prorata_no_offer_when_curtailed[W@3] | W@3 | {'dcopf': True, 'ieee_24bus_G04': True} | TRUE | 0.59419 |  | 1 | 0.40581 | {'generator_offer_indicator[W@3]': 0.0, 'generator_prorata_curtailment[W@3]': 0.5941865575396806}
t-1 | dcopf | 0 | generator_prorata_no_offer_when_curtailed[W@5] | W@5 | {'dcopf': True, 'ieee_24bus_G04': True} | TRUE | 0.6 |  | 1 | 0.4 | {'generator_offer_indicator[W@5]': 0.0, 'generator_prorata_curtailment[W@5]': 0.6}
t-1 | dcopf | 0 | generator_prorata_no_offer_when_curtailed[W@7] | W@7 | {'dcopf': True, 'ieee_24bus_G04': True} | TRUE | 0.6 |  | 1 | 0.4 | {'generator_offer_indicator[W@7]': 0.0, 'generator_prorata_curtailment[W@7]': 0.6}
t-1 | dcopf | 0 | generation_prorata_curtailment_LB['W@1.1'] | W@1.1 | {'dcopf': True, 'ieee_24bus_G04': True} | TRUE | -2.2204e-16 |  | 0 | 2.2204e-16 | {"generator_prorata_curtailment['W@1.1']": 0.5941865575396806, "generator_real_power_bid_nonfirm['W@1.1']": 1.782559672619042, "generator_real_power_bid_firm['W@1.1']": 0.0}
t-1 | dcopf | 0 | generation_prorata_curtailment_LB['W@1.2'] | W@1.2 | {'dcopf': True, 'ieee_24bus_G04': True} | TRUE | 0 |  | 0 | 0 | {"generator_prorata_curtailment['W@1.2']": 0.5941865575396806, "generator_real_power_bid_nonfirm['W@1.2']": 1.7825596726190418, "generator_real_power_bid_firm['W@1.2']": 0.0}
t-1 | dcopf | 0 | generation_prorata_curtailment_LB[W@2] | W@2 | {'dcopf': True, 'ieee_24bus_G04': True} | TRUE | -2.2204e-16 |  | 0 | 2.2204e-16 | {'generator_prorata_curtailment[W@2]': 0.6, 'generator_real_power_bid_nonfirm[W@2]': 1.8, 'generator_real_power_bid_firm[W@2]': 0.0}
t-1 | dcopf | 0 | generation_prorata_curtailment_LB[W@3] | W@3 | {'dcopf': True, 'ieee_24bus_G04': True} | TRUE | 0 |  | 0 | 0 | {'generator_prorata_curtailment[W@3]': 0.5941865575396806, 'generator_real_power_bid_nonfirm[W@3]': 1.7825596726190418, 'generator_real_power_bid_firm[W@3]': 0.0}
t-1 | dcopf | 0 | generation_prorata_curtailment_LB[W@5] | W@5 | {'dcopf': True, 'ieee_24bus_G04': True} | TRUE | -2.2204e-16 |  | 0 | 2.2204e-16 | {'generator_prorata_curtailment[W@5]': 0.6, 'generator_real_power_bid_nonfirm[W@5]': 1.8, 'generator_real_power_bid_firm[W@5]': 0.0}
t-1 | dcopf | 0 | generation_prorata_curtailment_LB[W@7] | W@7 | {'dcopf': True, 'ieee_24bus_G04': True} | TRUE | -2.2204e-16 |  | 0 | 2.2204e-16 | {'generator_prorata_curtailment[W@7]': 0.6, 'generator_real_power_bid_nonfirm[W@7]': 1.8, 'generator_real_power_bid_firm[W@7]': 0.0}
t-1 | dcopf | 0 | generation_prorata_curtailment_UB['W@1.1'] | W@1.1 | {'dcopf': True, 'ieee_24bus_G04': True} | TRUE | 2.2204e-16 |  | 0 | -2.2204e-16 | {"generator_real_power_bid_nonfirm['W@1.1']": 1.782559672619042, "generator_real_power_bid_firm['W@1.1']": 0.0, "generator_prorata_curtailment['W@1.1']": 0.5941865575396806, "generator_commitment['W@1.1']": 1.0}
t-1 | dcopf | 0 | generation_prorata_curtailment_UB['W@1.2'] | W@1.2 | {'dcopf': True, 'ieee_24bus_G04': True} | TRUE | 0 |  | 0 | 0 | {"generator_real_power_bid_nonfirm['W@1.2']": 1.7825596726190418, "generator_real_power_bid_firm['W@1.2']": 0.0, "generator_prorata_curtailment['W@1.2']": 0.5941865575396806, "generator_commitment['W@1.2']": 1.0}
t-1 | dcopf | 0 | generation_prorata_curtailment_UB[W@2] | W@2 | {'dcopf': True, 'ieee_24bus_G04': True} | TRUE | 2.2204e-16 |  | 0 | -2.2204e-16 | {'generator_real_power_bid_nonfirm[W@2]': 1.8, 'generator_real_power_bid_firm[W@2]': 0.0, 'generator_prorata_curtailment[W@2]': 0.6, 'generator_commitment[W@2]': 1.0}
t-1 | dcopf | 0 | generation_prorata_curtailment_UB[W@3] | W@3 | {'dcopf': True, 'ieee_24bus_G04': True} | TRUE | 0 |  | 0 | 0 | {'generator_real_power_bid_nonfirm[W@3]': 1.7825596726190418, 'generator_real_power_bid_firm[W@3]': 0.0, 'generator_prorata_curtailment[W@3]': 0.5941865575396806, 'generator_commitment[W@3]': 1.0}
t-1 | dcopf | 0 | generation_prorata_curtailment_UB[W@5] | W@5 | {'dcopf': True, 'ieee_24bus_G04': True} | TRUE | 2.2204e-16 |  | 0 | -2.2204e-16 | {'generator_real_power_bid_nonfirm[W@5]': 1.8, 'generator_real_power_bid_firm[W@5]': 0.0, 'generator_prorata_curtailment[W@5]': 0.6, 'generator_commitment[W@5]': 1.0}
t-1 | dcopf | 0 | generation_prorata_curtailment_UB[W@7] | W@7 | {'dcopf': True, 'ieee_24bus_G04': True} | TRUE | 2.2204e-16 |  | 0 | -2.2204e-16 | {'generator_real_power_bid_nonfirm[W@7]': 1.8, 'generator_real_power_bid_firm[W@7]': 0.0, 'generator_prorata_curtailment[W@7]': 0.6, 'generator_commitment[W@7]': 1.0}
t-1 | dcopf | 0 | generation_prorata_curtailment_piecewise_logic_firm[G1] | G1 | {'dcopf': True, 'ieee_24bus_G04': True} | TRUE | 0 |  | 1.52 | 1.52 | {'generator_real_power_bid_firm[G1]': 0.0}
t-1 | dcopf | 0 | generation_prorata_curtailment_piecewise_logic_firm[G2] | G2 | {'dcopf': True, 'ieee_24bus_G04': True} | TRUE | 0 |  | 1.52 | 1.52 | {'generator_real_power_bid_firm[G2]': 0.0}
t-1 | dcopf | 0 | generation_prorata_curtailment_piecewise_logic_firm[G3] | G3 | {'dcopf': True, 'ieee_24bus_G04': True} | TRUE | 0 |  | 3.5 | 3.5 | {'generator_real_power_bid_firm[G3]': 0.0}
t-1 | dcopf | 0 | generation_prorata_curtailment_piecewise_logic_firm[G4] | G4 | {'dcopf': True, 'ieee_24bus_G04': True} | TRUE | 0 |  | 5.91 | 5.91 | {'generator_real_power_bid_firm[G4]': 0.0}
t-1 | dcopf | 0 | generation_prorata_curtailment_piecewise_logic_firm[G5] | G5 | {'dcopf': True, 'ieee_24bus_G04': True} | TRUE | 0 |  | 0.6 | 0.6 | {'generator_real_power_bid_firm[G5]': 0.0}
t-1 | dcopf | 0 | generation_prorata_curtailment_piecewise_logic_firm[G6] | G6 | {'dcopf': True, 'ieee_24bus_G04': True} | TRUE | 0 |  | 1.55 | 1.55 | {'generator_real_power_bid_firm[G6]': 0.0}
t-1 | dcopf | 0 | generation_prorata_curtailment_piecewise_logic_firm[G7] | G7 | {'dcopf': True, 'ieee_24bus_G04': True} | TRUE | 0 |  | 1.55 | 1.55 | {'generator_real_power_bid_firm[G7]': 0.0}
t-1 | dcopf | 0 | generation_prorata_curtailment_piecewise_logic_firm[G8] | G8 | {'dcopf': True, 'ieee_24bus_G04': True} | TRUE | 0 |  | 4 | 4 | {'generator_real_power_bid_firm[G8]': 0.0}
t-1 | dcopf | 0 | generation_prorata_curtailment_piecewise_logic_firm[G9] | G9 | {'dcopf': True, 'ieee_24bus_G04': True} | TRUE | 0 |  | 4 | 4 | {'generator_real_power_bid_firm[G9]': 0.0}
t-1 | dcopf | 0 | generation_prorata_curtailment_piecewise_logic_firm[G10] | G10 | {'dcopf': True, 'ieee_24bus_G04': True} | TRUE | 0 |  | 3 | 3 | {'generator_real_power_bid_firm[G10]': 0.0}
t-1 | dcopf | 0 | generation_prorata_curtailment_piecewise_logic_firm[G11] | G11 | {'dcopf': True, 'ieee_24bus_G04': True} | TRUE | 0 |  | 3.1 | 3.1 | {'generator_real_power_bid_firm[G11]': 0.0}
t-1 | dcopf | 0 | generation_prorata_curtailment_piecewise_logic_firm[G12] | G12 | {'dcopf': True, 'ieee_24bus_G04': True} | TRUE | 0 |  | 3.5 | 3.5 | {'generator_real_power_bid_firm[G12]': 0.0}
t-1 | dcopf | 0 | generation_prorata_curtailment_piecewise_logic_firm['W@1.1'] | W@1.1 | {'dcopf': True, 'ieee_24bus_G04': True} | TRUE | 0 |  | 1.2 | 1.2 | {"generator_real_power_bid_firm['W@1.1']": 0.0}
t-1 | dcopf | 0 | generation_prorata_curtailment_piecewise_logic_firm['W@1.2'] | W@1.2 | {'dcopf': True, 'ieee_24bus_G04': True} | TRUE | 0 |  | 1.2 | 1.2 | {"generator_real_power_bid_firm['W@1.2']": 0.0}
t-1 | dcopf | 0 | generation_prorata_curtailment_piecewise_logic_firm[W@2] | W@2 | {'dcopf': True, 'ieee_24bus_G04': True} | TRUE | 0 |  | 1.2 | 1.2 | {'generator_real_power_bid_firm[W@2]': 0.0}
t-1 | dcopf | 0 | generation_prorata_curtailment_piecewise_logic_firm[W@3] | W@3 | {'dcopf': True, 'ieee_24bus_G04': True} | TRUE | 0 |  | 1.2 | 1.2 | {'generator_real_power_bid_firm[W@3]': 0.0}
t-1 | dcopf | 0 | generation_prorata_curtailment_piecewise_logic_firm[W@5] | W@5 | {'dcopf': True, 'ieee_24bus_G04': True} | TRUE | 0 |  | 1.2 | 1.2 | {'generator_real_power_bid_firm[W@5]': 0.0}
t-1 | dcopf | 0 | generation_prorata_curtailment_piecewise_logic_firm[W@7] | W@7 | {'dcopf': True, 'ieee_24bus_G04': True} | TRUE | 0 |  | 1.2 | 1.2 | {'generator_real_power_bid_firm[W@7]': 0.0}
t-1 | dcopf | 0 | generation_prorata_curtailment_piecewise_logic_firm_UB[G1] | G1 | {'dcopf': True, 'ieee_24bus_G04': True} | TRUE | 0 |  | 0 | 0 | {'generator_real_power_bid_nonfirm[G1]': 0.0, 'generator_precurtailment_beyond_firm[G1]': 0}
t-1 | dcopf | 0 | generation_prorata_curtailment_piecewise_logic_firm_UB[G2] | G2 | {'dcopf': True, 'ieee_24bus_G04': True} | TRUE | 0 |  | 0 | 0 | {'generator_real_power_bid_nonfirm[G2]': 0.0, 'generator_precurtailment_beyond_firm[G2]': 0}
t-1 | dcopf | 0 | generation_prorata_curtailment_piecewise_logic_firm_UB[G3] | G3 | {'dcopf': True, 'ieee_24bus_G04': True} | TRUE | 0 |  | 0 | 0 | {'generator_real_power_bid_nonfirm[G3]': 0.0, 'generator_precurtailment_beyond_firm[G3]': 0}
t-1 | dcopf | 0 | generation_prorata_curtailment_piecewise_logic_firm_UB[G4] | G4 | {'dcopf': True, 'ieee_24bus_G04': True} | TRUE | 0 |  | 0 | 0 | {'generator_real_power_bid_nonfirm[G4]': 0.0, 'generator_precurtailment_beyond_firm[G4]': 0}
t-1 | dcopf | 0 | generation_prorata_curtailment_piecewise_logic_firm_UB[G5] | G5 | {'dcopf': True, 'ieee_24bus_G04': True} | TRUE | 0 |  | 0 | 0 | {'generator_real_power_bid_nonfirm[G5]': 0.0, 'generator_precurtailment_beyond_firm[G5]': 0}
t-1 | dcopf | 0 | generation_prorata_curtailment_piecewise_logic_firm_UB[G6] | G6 | {'dcopf': True, 'ieee_24bus_G04': True} | TRUE | 0 |  | 0 | 0 | {'generator_real_power_bid_nonfirm[G6]': 0.0, 'generator_precurtailment_beyond_firm[G6]': 0}
t-1 | dcopf | 0 | generation_prorata_curtailment_piecewise_logic_firm_UB[G7] | G7 | {'dcopf': True, 'ieee_24bus_G04': True} | TRUE | 0 |  | 0 | 0 | {'generator_real_power_bid_nonfirm[G7]': 0.0, 'generator_precurtailment_beyond_firm[G7]': 0}
t-1 | dcopf | 0 | generation_prorata_curtailment_piecewise_logic_firm_UB[G8] | G8 | {'dcopf': True, 'ieee_24bus_G04': True} | TRUE | -3 |  | 0 | 3 | {'generator_real_power_bid_nonfirm[G8]': 0.0, 'generator_precurtailment_beyond_firm[G8]': 0}
t-1 | dcopf | 0 | generation_prorata_curtailment_piecewise_logic_firm_UB[G9] | G9 | {'dcopf': True, 'ieee_24bus_G04': True} | TRUE | 0 |  | 0 | 0 | {'generator_real_power_bid_nonfirm[G9]': 0.0, 'generator_precurtailment_beyond_firm[G9]': 1}
t-1 | dcopf | 0 | generation_prorata_curtailment_piecewise_logic_firm_UB[G10] | G10 | {'dcopf': True, 'ieee_24bus_G04': True} | TRUE | 0 |  | 0 | 0 | {'generator_real_power_bid_nonfirm[G10]': 0.0, 'generator_precurtailment_beyond_firm[G10]': 0}
t-1 | dcopf | 0 | generation_prorata_curtailment_piecewise_logic_firm_UB[G11] | G11 | {'dcopf': True, 'ieee_24bus_G04': True} | TRUE | 0 |  | 0 | 0 | {'generator_real_power_bid_nonfirm[G11]': 0.0, 'generator_precurtailment_beyond_firm[G11]': 0}
t-1 | dcopf | 0 | generation_prorata_curtailment_piecewise_logic_firm_UB[G12] | G12 | {'dcopf': True, 'ieee_24bus_G04': True} | TRUE | 0 |  | 0 | 0 | {'generator_real_power_bid_nonfirm[G12]': 0.0, 'generator_precurtailment_beyond_firm[G12]': 0}
t-1 | dcopf | 0 | generation_prorata_curtailment_piecewise_logic_firm_UB['W@1.1'] | W@1.1 | {'dcopf': True, 'ieee_24bus_G04': True} | TRUE | -0.01744 |  | 0 | 0.01744 | {"generator_real_power_bid_nonfirm['W@1.1']": 1.782559672619042, "generator_precurtailment_beyond_firm['W@1.1']": 1}
t-1 | dcopf | 0 | generation_prorata_curtailment_piecewise_logic_firm_UB['W@1.2'] | W@1.2 | {'dcopf': True, 'ieee_24bus_G04': True} | TRUE | -0.01744 |  | 0 | 0.01744 | {"generator_real_power_bid_nonfirm['W@1.2']": 1.7825596726190418, "generator_precurtailment_beyond_firm['W@1.2']": 1}
t-1 | dcopf | 0 | generation_prorata_curtailment_piecewise_logic_firm_UB[W@2] | W@2 | {'dcopf': True, 'ieee_24bus_G04': True} | TRUE | 0 |  | 0 | 0 | {'generator_real_power_bid_nonfirm[W@2]': 1.8, 'generator_precurtailment_beyond_firm[W@2]': 1}
t-1 | dcopf | 0 | generation_prorata_curtailment_piecewise_logic_firm_UB[W@3] | W@3 | {'dcopf': True, 'ieee_24bus_G04': True} | TRUE | -0.01744 |  | 0 | 0.01744 | {'generator_real_power_bid_nonfirm[W@3]': 1.7825596726190418, 'generator_precurtailment_beyond_firm[W@3]': 1}
t-1 | dcopf | 0 | generation_prorata_curtailment_piecewise_logic_firm_UB[W@5] | W@5 | {'dcopf': True, 'ieee_24bus_G04': True} | TRUE | 0 |  | 0 | 0 | {'generator_real_power_bid_nonfirm[W@5]': 1.8, 'generator_precurtailment_beyond_firm[W@5]': 1}
t-1 | dcopf | 0 | generation_prorata_curtailment_piecewise_logic_firm_UB[W@7] | W@7 | {'dcopf': True, 'ieee_24bus_G04': True} | TRUE | 0 |  | 0 | 0 | {'generator_real_power_bid_nonfirm[W@7]': 1.8, 'generator_precurtailment_beyond_firm[W@7]': 1}
t-1 | dcopf | 0 | generation_prorata_curtailment_piecewise_logic_firm_zero[G1] | G1 | {'dcopf': True, 'ieee_24bus_G04': True} | TRUE | 0 |  | 0 | 0 | {'generator_real_power_bid_nonfirm[G1]': 0.0, 'generator_precurtailment_beyond_firm[G1]': 0}
t-1 | dcopf | 0 | generation_prorata_curtailment_piecewise_logic_firm_zero[G2] | G2 | {'dcopf': True, 'ieee_24bus_G04': True} | TRUE | 0 |  | 0 | 0 | {'generator_real_power_bid_nonfirm[G2]': 0.0, 'generator_precurtailment_beyond_firm[G2]': 0}
t-1 | dcopf | 0 | generation_prorata_curtailment_piecewise_logic_firm_zero[G3] | G3 | {'dcopf': True, 'ieee_24bus_G04': True} | TRUE | 0 |  | 0 | 0 | {'generator_real_power_bid_nonfirm[G3]': 0.0, 'generator_precurtailment_beyond_firm[G3]': 0}
t-1 | dcopf | 0 | generation_prorata_curtailment_piecewise_logic_firm_zero[G4] | G4 | {'dcopf': True, 'ieee_24bus_G04': True} | TRUE | 0 |  | 0 | 0 | {'generator_real_power_bid_nonfirm[G4]': 0.0, 'generator_precurtailment_beyond_firm[G4]': 0}
t-1 | dcopf | 0 | generation_prorata_curtailment_piecewise_logic_firm_zero[G5] | G5 | {'dcopf': True, 'ieee_24bus_G04': True} | TRUE | 0 |  | 0 | 0 | {'generator_real_power_bid_nonfirm[G5]': 0.0, 'generator_precurtailment_beyond_firm[G5]': 0}
t-1 | dcopf | 0 | generation_prorata_curtailment_piecewise_logic_firm_zero[G6] | G6 | {'dcopf': True, 'ieee_24bus_G04': True} | TRUE | 0 |  | 0 | 0 | {'generator_real_power_bid_nonfirm[G6]': 0.0, 'generator_precurtailment_beyond_firm[G6]': 0}
t-1 | dcopf | 0 | generation_prorata_curtailment_piecewise_logic_firm_zero[G7] | G7 | {'dcopf': True, 'ieee_24bus_G04': True} | TRUE | 0 |  | 0 | 0 | {'generator_real_power_bid_nonfirm[G7]': 0.0, 'generator_precurtailment_beyond_firm[G7]': 0}
t-1 | dcopf | 0 | generation_prorata_curtailment_piecewise_logic_firm_zero[G8] | G8 | {'dcopf': True, 'ieee_24bus_G04': True} | TRUE | 0 |  | 0 | 0 | {'generator_real_power_bid_nonfirm[G8]': 0.0, 'generator_precurtailment_beyond_firm[G8]': 0}
t-1 | dcopf | 0 | generation_prorata_curtailment_piecewise_logic_firm_zero[G9] | G9 | {'dcopf': True, 'ieee_24bus_G04': True} | TRUE | -4 |  | 0 | 4 | {'generator_real_power_bid_nonfirm[G9]': 0.0, 'generator_precurtailment_beyond_firm[G9]': 1}
t-1 | dcopf | 0 | generation_prorata_curtailment_piecewise_logic_firm_zero[G10] | G10 | {'dcopf': True, 'ieee_24bus_G04': True} | TRUE | 0 |  | 0 | 0 | {'generator_real_power_bid_nonfirm[G10]': 0.0, 'generator_precurtailment_beyond_firm[G10]': 0}
t-1 | dcopf | 0 | generation_prorata_curtailment_piecewise_logic_firm_zero[G11] | G11 | {'dcopf': True, 'ieee_24bus_G04': True} | TRUE | 0 |  | 0 | 0 | {'generator_real_power_bid_nonfirm[G11]': 0.0, 'generator_precurtailment_beyond_firm[G11]': 0}
t-1 | dcopf | 0 | generation_prorata_curtailment_piecewise_logic_firm_zero[G12] | G12 | {'dcopf': True, 'ieee_24bus_G04': True} | TRUE | 0 |  | 0 | 0 | {'generator_real_power_bid_nonfirm[G12]': 0.0, 'generator_precurtailment_beyond_firm[G12]': 0}
t-1 | dcopf | 0 | generation_prorata_curtailment_piecewise_logic_firm_zero['W@1.1'] | W@1.1 | {'dcopf': True, 'ieee_24bus_G04': True} | TRUE | -1.2174 |  | 0 | 1.2174 | {"generator_real_power_bid_nonfirm['W@1.1']": 1.782559672619042, "generator_precurtailment_beyond_firm['W@1.1']": 1}
t-1 | dcopf | 0 | generation_prorata_curtailment_piecewise_logic_firm_zero['W@1.2'] | W@1.2 | {'dcopf': True, 'ieee_24bus_G04': True} | TRUE | -1.2174 |  | 0 | 1.2174 | {"generator_real_power_bid_nonfirm['W@1.2']": 1.7825596726190418, "generator_precurtailment_beyond_firm['W@1.2']": 1}
t-1 | dcopf | 0 | generation_prorata_curtailment_piecewise_logic_firm_zero[W@2] | W@2 | {'dcopf': True, 'ieee_24bus_G04': True} | TRUE | -1.2 |  | 0 | 1.2 | {'generator_real_power_bid_nonfirm[W@2]': 1.8, 'generator_precurtailment_beyond_firm[W@2]': 1}
t-1 | dcopf | 0 | generation_prorata_curtailment_piecewise_logic_firm_zero[W@3] | W@3 | {'dcopf': True, 'ieee_24bus_G04': True} | TRUE | -1.2174 |  | 0 | 1.2174 | {'generator_real_power_bid_nonfirm[W@3]': 1.7825596726190418, 'generator_precurtailment_beyond_firm[W@3]': 1}
t-1 | dcopf | 0 | generation_prorata_curtailment_piecewise_logic_firm_zero[W@5] | W@5 | {'dcopf': True, 'ieee_24bus_G04': True} | TRUE | -1.2 |  | 0 | 1.2 | {'generator_real_power_bid_nonfirm[W@5]': 1.8, 'generator_precurtailment_beyond_firm[W@5]': 1}
t-1 | dcopf | 0 | generation_prorata_curtailment_piecewise_logic_firm_zero[W@7] | W@7 | {'dcopf': True, 'ieee_24bus_G04': True} | TRUE | -1.2 |  | 0 | 1.2 | {'generator_real_power_bid_nonfirm[W@7]': 1.8, 'generator_precurtailment_beyond_firm[W@7]': 1}
t-1 | dcopf | 0 | generator_prorata_curtailment_proportion_LB['W@1.1',South] | ('W@1.1', 'South') | {'dcopf': True, 'ieee_24bus_G04': True} | TRUE | 0 |  | 0 | 0 | {'gen_prorata_group_curtailment[South]': 0.5941865575396806, "generator_prorata_curtailment['W@1.1']": 0.5941865575396806}
t-1 | dcopf | 0 | generator_prorata_curtailment_proportion_LB['W@1.1','13'] | ('W@1.1', '13') | {'dcopf': True, 'ieee_24bus_G04': True} | TRUE | 0 |  | 0 | 0 | {"gen_prorata_group_curtailment['13']": 0.5941865575396806, "generator_prorata_curtailment['W@1.1']": 0.5941865575396806}
t-1 | dcopf | 0 | generator_prorata_curtailment_proportion_LB['W@1.2',South] | ('W@1.2', 'South') | {'dcopf': True, 'ieee_24bus_G04': True} | TRUE | 0 |  | 0 | 0 | {'gen_prorata_group_curtailment[South]': 0.5941865575396806, "generator_prorata_curtailment['W@1.2']": 0.5941865575396806}
t-1 | dcopf | 0 | generator_prorata_curtailment_proportion_LB['W@1.2','13'] | ('W@1.2', '13') | {'dcopf': True, 'ieee_24bus_G04': True} | TRUE | 0 |  | 0 | 0 | {"gen_prorata_group_curtailment['13']": 0.5941865575396806, "generator_prorata_curtailment['W@1.2']": 0.5941865575396806}
t-1 | dcopf | 0 | generator_prorata_curtailment_proportion_LB[W@2,South] | ('W@2', 'South') | {'dcopf': True, 'ieee_24bus_G04': True} | TRUE | -0.0058134 |  | 0 | 0.0058134 | {'gen_prorata_group_curtailment[South]': 0.5941865575396806, 'generator_prorata_curtailment[W@2]': 0.6}
t-1 | dcopf | 0 | generator_prorata_curtailment_proportion_LB[W@2,'257'] | ('W@2', '257') | {'dcopf': True, 'ieee_24bus_G04': True} | TRUE | 0 |  | 0 | 0 | {"gen_prorata_group_curtailment['257']": 0.6, 'generator_prorata_curtailment[W@2]': 0.6}
t-1 | dcopf | 0 | generator_prorata_curtailment_proportion_LB[W@2,'2357'] | ('W@2', '2357') | {'dcopf': True, 'ieee_24bus_G04': True} | TRUE | -0.6 |  | 0 | 0.6 | {"gen_prorata_group_curtailment['2357']": 0.0, 'generator_prorata_curtailment[W@2]': 0.6}
t-1 | dcopf | 0 | generator_prorata_curtailment_proportion_LB[W@3,South] | ('W@3', 'South') | {'dcopf': True, 'ieee_24bus_G04': True} | TRUE | 0 |  | 0 | 0 | {'gen_prorata_group_curtailment[South]': 0.5941865575396806, 'generator_prorata_curtailment[W@3]': 0.5941865575396806}
t-1 | dcopf | 0 | generator_prorata_curtailment_proportion_LB[W@3,'13'] | ('W@3', '13') | {'dcopf': True, 'ieee_24bus_G04': True} | TRUE | 0 |  | 0 | 0 | {"gen_prorata_group_curtailment['13']": 0.5941865575396806, 'generator_prorata_curtailment[W@3]': 0.5941865575396806}
t-1 | dcopf | 0 | generator_prorata_curtailment_proportion_LB[W@3,'2357'] | ('W@3', '2357') | {'dcopf': True, 'ieee_24bus_G04': True} | TRUE | -0.59419 |  | 0 | 0.59419 | {"gen_prorata_group_curtailment['2357']": 0.0, 'generator_prorata_curtailment[W@3]': 0.5941865575396806}
t-1 | dcopf | 0 | generator_prorata_curtailment_proportion_LB[W@5,South] | ('W@5', 'South') | {'dcopf': True, 'ieee_24bus_G04': True} | TRUE | -0.0058134 |  | 0 | 0.0058134 | {'gen_prorata_group_curtailment[South]': 0.5941865575396806, 'generator_prorata_curtailment[W@5]': 0.6}
t-1 | dcopf | 0 | generator_prorata_curtailment_proportion_LB[W@5,'257'] | ('W@5', '257') | {'dcopf': True, 'ieee_24bus_G04': True} | TRUE | 0 |  | 0 | 0 | {"gen_prorata_group_curtailment['257']": 0.6, 'generator_prorata_curtailment[W@5]': 0.6}
t-1 | dcopf | 0 | generator_prorata_curtailment_proportion_LB[W@5,'2357'] | ('W@5', '2357') | {'dcopf': True, 'ieee_24bus_G04': True} | TRUE | -0.6 |  | 0 | 0.6 | {"gen_prorata_group_curtailment['2357']": 0.0, 'generator_prorata_curtailment[W@5]': 0.6}
t-1 | dcopf | 0 | generator_prorata_curtailment_proportion_LB[W@7,South] | ('W@7', 'South') | {'dcopf': True, 'ieee_24bus_G04': True} | TRUE | -0.0058134 |  | 0 | 0.0058134 | {'gen_prorata_group_curtailment[South]': 0.5941865575396806, 'generator_prorata_curtailment[W@7]': 0.6}
t-1 | dcopf | 0 | generator_prorata_curtailment_proportion_LB[W@7,'257'] | ('W@7', '257') | {'dcopf': True, 'ieee_24bus_G04': True} | TRUE | 0 |  | 0 | 0 | {"gen_prorata_group_curtailment['257']": 0.6, 'generator_prorata_curtailment[W@7]': 0.6}
t-1 | dcopf | 0 | generator_prorata_curtailment_proportion_LB[W@7,'2357'] | ('W@7', '2357') | {'dcopf': True, 'ieee_24bus_G04': True} | TRUE | -0.6 |  | 0 | 0.6 | {"gen_prorata_group_curtailment['2357']": 0.0, 'generator_prorata_curtailment[W@7]': 0.6}
t-1 | dcopf | 0 | generator_prorata_curtailment_proportion_UB['W@1.1',South] | ('W@1.1', 'South') | {'dcopf': True, 'ieee_24bus_G04': True} | TRUE | -1 |  | 0 | 1 | {"generator_prorata_curtailment['W@1.1']": 0.5941865575396806, "generator_active_prorata_group['W@1.1',South]": 0.0, 'gen_prorata_group_curtailment[South]': 0.5941865575396806}
t-1 | dcopf | 0 | generator_prorata_curtailment_proportion_UB['W@1.1','13'] | ('W@1.1', '13') | {'dcopf': True, 'ieee_24bus_G04': True} | TRUE | 0 |  | 0 | 0 | {"generator_prorata_curtailment['W@1.1']": 0.5941865575396806, "generator_active_prorata_group['W@1.1','13']": 1.0, "gen_prorata_group_curtailment['13']": 0.5941865575396806}
t-1 | dcopf | 0 | generator_prorata_curtailment_proportion_UB['W@1.2',South] | ('W@1.2', 'South') | {'dcopf': True, 'ieee_24bus_G04': True} | TRUE | -1 |  | 0 | 1 | {"generator_prorata_curtailment['W@1.2']": 0.5941865575396806, "generator_active_prorata_group['W@1.2',South]": 0.0, 'gen_prorata_group_curtailment[South]': 0.5941865575396806}
t-1 | dcopf | 0 | generator_prorata_curtailment_proportion_UB['W@1.2','13'] | ('W@1.2', '13') | {'dcopf': True, 'ieee_24bus_G04': True} | TRUE | 0 |  | 0 | 0 | {"generator_prorata_curtailment['W@1.2']": 0.5941865575396806, "generator_active_prorata_group['W@1.2','13']": 1.0, "gen_prorata_group_curtailment['13']": 0.5941865575396806}
t-1 | dcopf | 0 | generator_prorata_curtailment_proportion_UB[W@2,South] | ('W@2', 'South') | {'dcopf': True, 'ieee_24bus_G04': True} | TRUE | -0.99419 |  | 0 | 0.99419 | {'generator_prorata_curtailment[W@2]': 0.6, 'generator_active_prorata_group[W@2,South]': -0.0, 'gen_prorata_group_curtailment[South]': 0.5941865575396806}
t-1 | dcopf | 0 | generator_prorata_curtailment_proportion_UB[W@2,'257'] | ('W@2', '257') | {'dcopf': True, 'ieee_24bus_G04': True} | TRUE | 0 |  | 0 | 0 | {'generator_prorata_curtailment[W@2]': 0.6, "generator_active_prorata_group[W@2,'257']": 1.0, "gen_prorata_group_curtailment['257']": 0.6}
t-1 | dcopf | 0 | generator_prorata_curtailment_proportion_UB[W@2,'2357'] | ('W@2', '2357') | {'dcopf': True, 'ieee_24bus_G04': True} | TRUE | -0.4 |  | 0 | 0.4 | {'generator_prorata_curtailment[W@2]': 0.6, "generator_active_prorata_group[W@2,'2357']": 0.0, "gen_prorata_group_curtailment['2357']": 0.0}
t-1 | dcopf | 0 | generator_prorata_curtailment_proportion_UB[W@3,South] | ('W@3', 'South') | {'dcopf': True, 'ieee_24bus_G04': True} | TRUE | -1 |  | 0 | 1 | {'generator_prorata_curtailment[W@3]': 0.5941865575396806, 'generator_active_prorata_group[W@3,South]': -0.0, 'gen_prorata_group_curtailment[South]': 0.5941865575396806}
t-1 | dcopf | 0 | generator_prorata_curtailment_proportion_UB[W@3,'13'] | ('W@3', '13') | {'dcopf': True, 'ieee_24bus_G04': True} | TRUE | 0 |  | 0 | 0 | {'generator_prorata_curtailment[W@3]': 0.5941865575396806, "generator_active_prorata_group[W@3,'13']": 1.0, "gen_prorata_group_curtailment['13']": 0.5941865575396806}
t-1 | dcopf | 0 | generator_prorata_curtailment_proportion_UB[W@3,'2357'] | ('W@3', '2357') | {'dcopf': True, 'ieee_24bus_G04': True} | TRUE | -0.40581 |  | 0 | 0.40581 | {'generator_prorata_curtailment[W@3]': 0.5941865575396806, "generator_active_prorata_group[W@3,'2357']": -0.0, "gen_prorata_group_curtailment['2357']": 0.0}
t-1 | dcopf | 0 | generator_prorata_curtailment_proportion_UB[W@5,South] | ('W@5', 'South') | {'dcopf': True, 'ieee_24bus_G04': True} | TRUE | -0.99419 |  | 0 | 0.99419 | {'generator_prorata_curtailment[W@5]': 0.6, 'generator_active_prorata_group[W@5,South]': 0.0, 'gen_prorata_group_curtailment[South]': 0.5941865575396806}
t-1 | dcopf | 0 | generator_prorata_curtailment_proportion_UB[W@5,'257'] | ('W@5', '257') | {'dcopf': True, 'ieee_24bus_G04': True} | TRUE | 0 |  | 0 | 0 | {'generator_prorata_curtailment[W@5]': 0.6, "generator_active_prorata_group[W@5,'257']": 1.0, "gen_prorata_group_curtailment['257']": 0.6}
t-1 | dcopf | 0 | generator_prorata_curtailment_proportion_UB[W@5,'2357'] | ('W@5', '2357') | {'dcopf': True, 'ieee_24bus_G04': True} | TRUE | -0.4 |  | 0 | 0.4 | {'generator_prorata_curtailment[W@5]': 0.6, "generator_active_prorata_group[W@5,'2357']": -0.0, "gen_prorata_group_curtailment['2357']": 0.0}
t-1 | dcopf | 0 | generator_prorata_curtailment_proportion_UB[W@7,South] | ('W@7', 'South') | {'dcopf': True, 'ieee_24bus_G04': True} | TRUE | -0.99419 |  | 0 | 0.99419 | {'generator_prorata_curtailment[W@7]': 0.6, 'generator_active_prorata_group[W@7,South]': -0.0, 'gen_prorata_group_curtailment[South]': 0.5941865575396806}
t-1 | dcopf | 0 | generator_prorata_curtailment_proportion_UB[W@7,'257'] | ('W@7', '257') | {'dcopf': True, 'ieee_24bus_G04': True} | TRUE | 0 |  | 0 | 0 | {'generator_prorata_curtailment[W@7]': 0.6, "generator_active_prorata_group[W@7,'257']": 1.0, "gen_prorata_group_curtailment['257']": 0.6}
t-1 | dcopf | 0 | generator_prorata_curtailment_proportion_UB[W@7,'2357'] | ('W@7', '2357') | {'dcopf': True, 'ieee_24bus_G04': True} | TRUE | -0.4 |  | 0 | 0.4 | {'generator_prorata_curtailment[W@7]': 0.6, "generator_active_prorata_group[W@7,'2357']": -0.0, "gen_prorata_group_curtailment['2357']": 0.0}
t-1 | dcopf | 0 | generator_prorata_group_active['W@1.1'] | W@1.1 | {'dcopf': True, 'ieee_24bus_G04': True} | TRUE | 1 | 1 | 1 | 0 | {"generator_active_prorata_group['W@1.1',South]": 0.0, "generator_active_prorata_group['W@1.1','13']": 1.0}
t-1 | dcopf | 0 | generator_prorata_group_active['W@1.2'] | W@1.2 | {'dcopf': True, 'ieee_24bus_G04': True} | TRUE | 1 | 1 | 1 | 0 | {"generator_active_prorata_group['W@1.2',South]": 0.0, "generator_active_prorata_group['W@1.2','13']": 1.0}
t-1 | dcopf | 0 | generator_prorata_group_active[W@2] | W@2 | {'dcopf': True, 'ieee_24bus_G04': True} | TRUE | 1 | 1 | 1 | 0 | {'generator_active_prorata_group[W@2,South]': -0.0, "generator_active_prorata_group[W@2,'257']": 1.0, "generator_active_prorata_group[W@2,'2357']": 0.0}
t-1 | dcopf | 0 | generator_prorata_group_active[W@3] | W@3 | {'dcopf': True, 'ieee_24bus_G04': True} | TRUE | 1 | 1 | 1 | 0 | {'generator_active_prorata_group[W@3,South]': -0.0, "generator_active_prorata_group[W@3,'13']": 1.0, "generator_active_prorata_group[W@3,'2357']": -0.0}
t-1 | dcopf | 0 | generator_prorata_group_active[W@5] | W@5 | {'dcopf': True, 'ieee_24bus_G04': True} | TRUE | 1 | 1 | 1 | 0 | {'generator_active_prorata_group[W@5,South]': 0.0, "generator_active_prorata_group[W@5,'257']": 1.0, "generator_active_prorata_group[W@5,'2357']": -0.0}
t-1 | dcopf | 0 | generator_prorata_group_active[W@7] | W@7 | {'dcopf': True, 'ieee_24bus_G04': True} | TRUE | 1 | 1 | 1 | 0 | {'generator_active_prorata_group[W@7,South]': -0.0, "generator_active_prorata_group[W@7,'257']": 1.0, "generator_active_prorata_group[W@7,'2357']": -0.0}
t-1 | dcopf | 1 | demand_real_power_constraint[D1] | D1 | {'common': True, 'ieee_24bus_G04': True} | TRUE | 0 | 0 | 0 | 0 | {'demand_real_power_met[D1]': 0.47500000000000003, 'demand_proportion_real_power_met[D1]': 1.0}
t-1 | dcopf | 1 | demand_real_power_constraint[D2] | D2 | {'common': True, 'ieee_24bus_G04': True} | TRUE | 0 | 0 | 0 | 0 | {'demand_real_power_met[D2]': 0.425, 'demand_proportion_real_power_met[D2]': 1.0}
t-1 | dcopf | 1 | demand_real_power_constraint[D3] | D3 | {'common': True, 'ieee_24bus_G04': True} | TRUE | 0 | 0 | 0 | 0 | {'demand_real_power_met[D3]': 0.8, 'demand_proportion_real_power_met[D3]': 1.0}
t-1 | dcopf | 1 | demand_real_power_constraint[D4] | D4 | {'common': True, 'ieee_24bus_G04': True} | TRUE | 0 | 0 | 0 | 0 | {'demand_real_power_met[D4]': 0.325, 'demand_proportion_real_power_met[D4]': 1.0}
t-1 | dcopf | 1 | demand_real_power_constraint[D5] | D5 | {'common': True, 'ieee_24bus_G04': True} | TRUE | 0 | 0 | 0 | 0 | {'demand_real_power_met[D5]': 0.325, 'demand_proportion_real_power_met[D5]': 1.0}
t-1 | dcopf | 1 | demand_real_power_constraint[D6] | D6 | {'common': True, 'ieee_24bus_G04': True} | TRUE | 0 | 0 | 0 | 0 | {'demand_real_power_met[D6]': 0.6, 'demand_proportion_real_power_met[D6]': 1.0}
t-1 | dcopf | 1 | demand_real_power_constraint[D7] | D7 | {'common': True, 'ieee_24bus_G04': True} | TRUE | 0 | 0 | 0 | 0 | {'demand_real_power_met[D7]': 0.55, 'demand_proportion_real_power_met[D7]': 1.0}
t-1 | dcopf | 1 | demand_real_power_constraint[D8] | D8 | {'common': True, 'ieee_24bus_G04': True} | TRUE | 0 | 0 | 0 | 0 | {'demand_real_power_met[D8]': 0.75, 'demand_proportion_real_power_met[D8]': 1.0}
t-1 | dcopf | 1 | demand_real_power_constraint[D9] | D9 | {'common': True, 'ieee_24bus_G04': True} | TRUE | 0 | 0 | 0 | 0 | {'demand_real_power_met[D9]': 0.775, 'demand_proportion_real_power_met[D9]': 1.0}
t-1 | dcopf | 1 | demand_real_power_constraint[D10] | D10 | {'common': True, 'ieee_24bus_G04': True} | TRUE | 0 | 0 | 0 | 0 | {'demand_real_power_met[D10]': 0.85, 'demand_proportion_real_power_met[D10]': 1.0}
t-1 | dcopf | 1 | demand_real_power_constraint[D11] | D11 | {'common': True, 'ieee_24bus_G04': True} | TRUE | 4.4409e-16 | 0 | 0 | -4.4409e-16 | {'demand_real_power_met[D11]': 3.35, 'demand_proportion_real_power_met[D11]': 0.9999999999999999}
t-1 | dcopf | 1 | demand_real_power_constraint[D12] | D12 | {'common': True, 'ieee_24bus_G04': True} | TRUE | 0 | 0 | 0 | 0 | {'demand_real_power_met[D12]': 2.45, 'demand_proportion_real_power_met[D12]': 1.0}
t-1 | dcopf | 1 | demand_real_power_constraint[D13] | D13 | {'common': True, 'ieee_24bus_G04': True} | TRUE | 0 | 0 | 0 | 0 | {'demand_real_power_met[D13]': 4.0, 'demand_proportion_real_power_met[D13]': 1.0}
t-1 | dcopf | 1 | demand_real_power_constraint[D14] | D14 | {'common': True, 'ieee_24bus_G04': True} | TRUE | 0 | 0 | 0 | 0 | {'demand_real_power_met[D14]': 1.25, 'demand_proportion_real_power_met[D14]': 1.0}
t-1 | dcopf | 1 | demand_real_power_constraint[D15] | D15 | {'common': True, 'ieee_24bus_G04': True} | TRUE | 0 | 0 | 0 | 0 | {'demand_real_power_met[D15]': 4.2, 'demand_proportion_real_power_met[D15]': 1.0}
t-1 | dcopf | 1 | demand_real_power_constraint[D16] | D16 | {'common': True, 'ieee_24bus_G04': True} | TRUE | 0 | 0 | 0 | 0 | {'demand_real_power_met[D16]': 2.25, 'demand_proportion_real_power_met[D16]': 1.0}
t-1 | dcopf | 1 | demand_real_power_constraint[D17] | D17 | {'common': True, 'ieee_24bus_G04': True} | TRUE | 0 | 0 | 0 | 0 | {'demand_real_power_met[D17]': 1.625, 'demand_proportion_real_power_met[D17]': 1.0}
t-1 | dcopf | 1 | interconnector_total_imports |  | {'common': True, 'ieee_24bus_G04': True} | TRUE | 0 | 0 | 0 | 0 | {'interconnector_real_power_total_imports': 0.0}
t-1 | dcopf | 1 | interconnector_total_exports |  | {'common': True, 'ieee_24bus_G04': True} | TRUE | 0 | 0 | 0 | 0 | {'interconnector_real_power_total_exports': 0.0}
t-1 | dcopf | 1 | generation_UC_real_power_LB[G1] | G1 | {'common': True, 'ieee_24bus_G04': True} | TRUE | 0 |  | 0 | 0 | {'generator_commitment[G1]': 0.0, 'generator_real_power_out[G1]': 0.0}
t-1 | dcopf | 1 | generation_UC_real_power_LB[G2] | G2 | {'common': True, 'ieee_24bus_G04': True} | TRUE | 0 |  | 0 | 0 | {'generator_commitment[G2]': 0.0, 'generator_real_power_out[G2]': 0.0}
t-1 | dcopf | 1 | generation_UC_real_power_LB[G3] | G3 | {'common': True, 'ieee_24bus_G04': True} | TRUE | 0 |  | 0 | 0 | {'generator_commitment[G3]': 0.0, 'generator_real_power_out[G3]': 0.0}
t-1 | dcopf | 1 | generation_UC_real_power_LB[G4] | G4 | {'common': True, 'ieee_24bus_G04': True} | TRUE | 0 |  | 0 | 0 | {'generator_commitment[G4]': 0.0, 'generator_real_power_out[G4]': 0.0}
t-1 | dcopf | 1 | generation_UC_real_power_LB[G5] | G5 | {'common': True, 'ieee_24bus_G04': True} | TRUE | -0.42768 |  | 0 | 0.42768 | {'generator_commitment[G5]': 1.0000000000000064, 'generator_real_power_out[G5]': 0.5476790178571246}
t-1 | dcopf | 1 | generation_UC_real_power_LB[G6] | G6 | {'common': True, 'ieee_24bus_G04': True} | TRUE | -1.0075 |  | 0 | 1.0075 | {'generator_commitment[G6]': 1.0, 'generator_real_power_out[G6]': 1.55}
t-1 | dcopf | 1 | generation_UC_real_power_LB[G7] | G7 | {'common': True, 'ieee_24bus_G04': True} | TRUE | -1.0075 |  | 0 | 1.0075 | {'generator_commitment[G7]': 1.0, 'generator_real_power_out[G7]': 1.55}
t-1 | dcopf | 1 | generation_UC_real_power_LB[G8] | G8 | {'common': True, 'ieee_24bus_G04': True} | TRUE | -3 |  | 0 | 3 | {'generator_commitment[G8]': 1.0, 'generator_real_power_out[G8]': 4.0}
t-1 | dcopf | 1 | generation_UC_real_power_LB[G9] | G9 | {'common': True, 'ieee_24bus_G04': True} | TRUE | -3 |  | 0 | 3 | {'generator_commitment[G9]': 1.0, 'generator_real_power_out[G9]': 4.0}
t-1 | dcopf | 1 | generation_UC_real_power_LB[G10] | G10 | {'common': True, 'ieee_24bus_G04': True} | TRUE | 0 |  | 0 | 0 | {'generator_commitment[G10]': 1.0, 'generator_real_power_out[G10]': 3.0}
t-1 | dcopf | 1 | generation_UC_real_power_LB[G11] | G11 | {'common': True, 'ieee_24bus_G04': True} | TRUE | -2.015 |  | 0 | 2.015 | {'generator_commitment[G11]': 1.0, 'generator_real_power_out[G11]': 3.1}
t-1 | dcopf | 1 | generation_UC_real_power_LB[G12] | G12 | {'common': True, 'ieee_24bus_G04': True} | TRUE | 0 |  | 0 | 0 | {'generator_commitment[G12]': 0.0, 'generator_real_power_out[G12]': 0.0}
t-1 | dcopf | 1 | generation_UC_real_power_LB['W@1.1'] | W@1.1 | {'common': True, 'ieee_24bus_G04': True} | TRUE | -1.2174 |  | 0 | 1.2174 | {"generator_commitment['W@1.1']": 1.0, "generator_real_power_out['W@1.1']": 1.2174403273809578}
t-1 | dcopf | 1 | generation_UC_real_power_LB['W@1.2'] | W@1.2 | {'common': True, 'ieee_24bus_G04': True} | TRUE | -1.2174 |  | 0 | 1.2174 | {"generator_commitment['W@1.2']": 1.0, "generator_real_power_out['W@1.2']": 1.2174403273809582}
t-1 | dcopf | 1 | generation_UC_real_power_LB[W@2] | W@2 | {'common': True, 'ieee_24bus_G04': True} | TRUE | -1.2 |  | 0 | 1.2 | {'generator_commitment[W@2]': 1.0, 'generator_real_power_out[W@2]': 1.2000000000000002}
t-1 | dcopf | 1 | generation_UC_real_power_LB[W@3] | W@3 | {'common': True, 'ieee_24bus_G04': True} | TRUE | -1.2174 |  | 0 | 1.2174 | {'generator_commitment[W@3]': 1.0, 'generator_real_power_out[W@3]': 1.2174403273809578}
t-1 | dcopf | 1 | generation_UC_real_power_LB[W@5] | W@5 | {'common': True, 'ieee_24bus_G04': True} | TRUE | -1.2 |  | 0 | 1.2 | {'generator_commitment[W@5]': 1.0, 'generator_real_power_out[W@5]': 1.2000000000000002}
t-1 | dcopf | 1 | generation_UC_real_power_LB[W@7] | W@7 | {'common': True, 'ieee_24bus_G04': True} | TRUE | -1.2 |  | 0 | 1.2 | {'generator_commitment[W@7]': 1.0, 'generator_real_power_out[W@7]': 1.2000000000000002}
t-1 | dcopf | 1 | generation_UC_real_power_UB[G1] | G1 | {'common': True, 'ieee_24bus_G04': True} | TRUE | 0 |  | 0 | 0 | {'generator_real_power_out[G1]': 0.0, 'generator_commitment[G1]': 0.0}
t-1 | dcopf | 1 | generation_UC_real_power_UB[G2] | G2 | {'common': True, 'ieee_24bus_G04': True} | TRUE | 0 |  | 0 | 0 | {'generator_real_power_out[G2]': 0.0, 'generator_commitment[G2]': 0.0}
t-1 | dcopf | 1 | generation_UC_real_power_UB[G3] | G3 | {'common': True, 'ieee_24bus_G04': True} | TRUE | 0 |  | 0 | 0 | {'generator_real_power_out[G3]': 0.0, 'generator_commitment[G3]': 0.0}
t-1 | dcopf | 1 | generation_UC_real_power_UB[G4] | G4 | {'common': True, 'ieee_24bus_G04': True} | TRUE | 0 |  | 0 | 0 | {'generator_real_power_out[G4]': 0.0, 'generator_commitment[G4]': 0.0}
t-1 | dcopf | 1 | generation_UC_real_power_UB[G5] | G5 | {'common': True, 'ieee_24bus_G04': True} | TRUE | -0.052321 |  | 0 | 0.052321 | {'generator_real_power_out[G5]': 0.5476790178571246, 'generator_commitment[G5]': 1.0000000000000064}
t-1 | dcopf | 1 | generation_UC_real_power_UB[G6] | G6 | {'common': True, 'ieee_24bus_G04': True} | TRUE | 0 |  | 0 | 0 | {'generator_real_power_out[G6]': 1.55, 'generator_commitment[G6]': 1.0}
t-1 | dcopf | 1 | generation_UC_real_power_UB[G7] | G7 | {'common': True, 'ieee_24bus_G04': True} | TRUE | 0 |  | 0 | 0 | {'generator_real_power_out[G7]': 1.55, 'generator_commitment[G7]': 1.0}
t-1 | dcopf | 1 | generation_UC_real_power_UB[G8] | G8 | {'common': True, 'ieee_24bus_G04': True} | TRUE | 0 |  | 0 | 0 | {'generator_real_power_out[G8]': 4.0, 'generator_commitment[G8]': 1.0}
t-1 | dcopf | 1 | generation_UC_real_power_UB[G9] | G9 | {'common': True, 'ieee_24bus_G04': True} | TRUE | 0 |  | 0 | 0 | {'generator_real_power_out[G9]': 4.0, 'generator_commitment[G9]': 1.0}
t-1 | dcopf | 1 | generation_UC_real_power_UB[G10] | G10 | {'common': True, 'ieee_24bus_G04': True} | TRUE | 0 |  | 0 | 0 | {'generator_real_power_out[G10]': 3.0, 'generator_commitment[G10]': 1.0}
t-1 | dcopf | 1 | generation_UC_real_power_UB[G11] | G11 | {'common': True, 'ieee_24bus_G04': True} | TRUE | 0 |  | 0 | 0 | {'generator_real_power_out[G11]': 3.1, 'generator_commitment[G11]': 1.0}
t-1 | dcopf | 1 | generation_UC_real_power_UB[G12] | G12 | {'common': True, 'ieee_24bus_G04': True} | TRUE | 0 |  | 0 | 0 | {'generator_real_power_out[G12]': 0.0, 'generator_commitment[G12]': 0.0}
t-1 | dcopf | 1 | generation_UC_real_power_UB['W@1.1'] | W@1.1 | {'common': True, 'ieee_24bus_G04': True} | TRUE | -1.7826 |  | 0 | 1.7826 | {"generator_real_power_out['W@1.1']": 1.2174403273809578, "generator_commitment['W@1.1']": 1.0}
t-1 | dcopf | 1 | generation_UC_real_power_UB['W@1.2'] | W@1.2 | {'common': True, 'ieee_24bus_G04': True} | TRUE | -1.7826 |  | 0 | 1.7826 | {"generator_real_power_out['W@1.2']": 1.2174403273809582, "generator_commitment['W@1.2']": 1.0}
t-1 | dcopf | 1 | generation_UC_real_power_UB[W@2] | W@2 | {'common': True, 'ieee_24bus_G04': True} | TRUE | -1.8 |  | 0 | 1.8 | {'generator_real_power_out[W@2]': 1.2000000000000002, 'generator_commitment[W@2]': 1.0}
t-1 | dcopf | 1 | generation_UC_real_power_UB[W@3] | W@3 | {'common': True, 'ieee_24bus_G04': True} | TRUE | -1.7826 |  | 0 | 1.7826 | {'generator_real_power_out[W@3]': 1.2174403273809578, 'generator_commitment[W@3]': 1.0}
t-1 | dcopf | 1 | generation_UC_real_power_UB[W@5] | W@5 | {'common': True, 'ieee_24bus_G04': True} | TRUE | -1.8 |  | 0 | 1.8 | {'generator_real_power_out[W@5]': 1.2000000000000002, 'generator_commitment[W@5]': 1.0}
t-1 | dcopf | 1 | generation_UC_real_power_UB[W@7] | W@7 | {'common': True, 'ieee_24bus_G04': True} | TRUE | -1.8 |  | 0 | 1.8 | {'generator_real_power_out[W@7]': 1.2000000000000002, 'generator_commitment[W@7]': 1.0}
t-1 | dcopf | 1 | KCL_Copper_constraint |  | {'copper_market': True, 'ieee_24bus_G04': True} | FALSE
t-1 | dcopf | 1 | KCL_DCOPF_constraint['11'] | 11 | {'dcopf': True, 'ieee_24bus_G04': True} | TRUE | 0 | 0 | 0 | 0 | {'branch_real_power_flow[L13-1113]': 0.8539694122287456, 'branch_real_power_flow[L14-1114]': 0.09132446595063293, 'transformer_2W_real_power_flow[T2-911]': 0.4452938781793785, 'transformer_2W_real_power_flow[T4-1011]': 0.5}
t-1 | dcopf | 1 | KCL_DCOPF_constraint['15'] | 15 | {'dcopf': True, 'ieee_24bus_G04': True} | TRUE | 3.1086e-15 | 0 | 0 | -3.1086e-15 | {'generator_real_power_out[G5]': 0.5476790178571246, 'generator_real_power_out[G6]': 1.55, 'branch_real_power_flow[L19-1516]': 2.2475468934238765, 'branch_real_power_flow[L20-1521]': -2.1449446054848824, 'branch_real_power_flow[L21-1521]': -2.1449446054848824, 'branch_real_power_flow[L22-1524]': 0.14002133540300968, 'demand_real_power_met[D13]': 4.0}
t-1 | dcopf | 1 | KCL_DCOPF_constraint['1'] | 1 | {'dcopf': True, 'ieee_24bus_G04': True} | TRUE | -1.6653e-16 | 0 | 0 | -1.6653e-16 | {'generator_real_power_out[G1]': 0.0, "generator_real_power_out['W@1.1']": 1.2174403273809578, "generator_real_power_out['W@1.2']": 1.2174403273809582, 'branch_real_power_flow[L1-12]': 0.9609390042117227, 'branch_real_power_flow[L2-13]': 0.37329446983747944, 'branch_real_power_flow[L3-15]': 0.625647180712714, 'demand_real_power_met[D1]': 0.47500000000000003}
t-1 | dcopf | 1 | KCL_DCOPF_constraint['9'] | 9 | {'dcopf': True, 'ieee_24bus_G04': True} | TRUE | 0 | 0 | 0 | 0 | {'branch_real_power_flow[L6-39]': 0.9307561326214508, 'branch_real_power_flow[L7-49]': 0.5851688525915627, 'branch_real_power_flow[L11-89]': -0.036959948260691614, 'transformer_2W_real_power_flow[T2-911]': 0.4452938781793785, 'transformer_2W_real_power_flow[T3-912]': 0.25867115877294344, 'demand_real_power_met[D9]': 0.775}
t-1 | dcopf | 1 | KCL_DCOPF_constraint['24'] | 24 | {'dcopf': True, 'ieee_24bus_G04': True} | TRUE | 0 | 0 | 0 | 0 | {'branch_real_power_flow[L22-1524]': 0.14002133540300968, 'transformer_2W_real_power_flow[T1-324]': -0.14002133540300968}
t-1 | dcopf | 1 | KCL_DCOPF_constraint['4'] | 4 | {'dcopf': True, 'ieee_24bus_G04': True} | TRUE | 5.5511e-17 | 0 | 0 | -5.5511e-17 | {'branch_real_power_flow[L7-49]': 0.5851688525915627, 'branch_real_power_flow[L4-24]': 0.9101688525915628, 'demand_real_power_met[D4]': 0.325}
t-1 | dcopf | 1 | KCL_DCOPF_constraint['3'] | 3 | {'dcopf': True, 'ieee_24bus_G04': True} | TRUE | -4.0246e-15 | 0 | 0 | -4.0246e-15 | {'generator_real_power_out[W@3]': 1.2174403273809578, 'branch_real_power_flow[L6-39]': 0.9307561326214508, 'branch_real_power_flow[L2-13]': 0.37329446983747944, 'transformer_2W_real_power_flow[T1-324]': -0.14002133540300968, 'demand_real_power_met[D3]': 0.8}
t-1 | dcopf | 1 | KCL_DCOPF_constraint['16'] | 16 | {'dcopf': True, 'ieee_24bus_G04': True} | TRUE | -2.2204e-16 | 0 | 0 | -2.2204e-16 | {'generator_real_power_out[G7]': 1.55, 'branch_real_power_flow[L23-1617]': -2.5101107890302368, 'branch_real_power_flow[L24-1619]': 2.6989821484047463, 'branch_real_power_flow[L18-1416]': -2.3586755340493673, 'branch_real_power_flow[L19-1516]': 2.2475468934238765, 'demand_real_power_met[D14]': 1.25}
t-1 | dcopf | 1 | KCL_DCOPF_constraint['7'] | 7 | {'dcopf': True, 'ieee_24bus_G04': True} | TRUE | 0 | 0 | 0 | 0 | {'generator_real_power_out[G3]': 0.0, 'generator_real_power_out[W@7]': 1.2000000000000002, 'branch_real_power_flow[L10-78]': 0.6500000000000001, 'demand_real_power_met[D7]': 0.55}
t-1 | dcopf | 1 | KCL_DCOPF_constraint['10'] | 10 | {'dcopf': True, 'ieee_24bus_G04': True} | TRUE | 3.3307e-16 | 0 | 0 | -3.3307e-16 | {'branch_real_power_flow[L8-510]': 1.5006471807127137, 'branch_real_power_flow[L9-610]': 0.22577015162016023, 'branch_real_power_flow[L12-810]': -0.06304005173930825, 'transformer_2W_real_power_flow[T4-1011]': 0.5, 'transformer_2W_real_power_flow[T5-1012]': 0.31337728059356557, 'demand_real_power_met[D10]': 0.85}
t-1 | dcopf | 1 | KCL_DCOPF_constraint['20'] | 20 | {'dcopf': True, 'ieee_24bus_G04': True} | TRUE | 0 | 0 | 0 | 0 | {'branch_real_power_flow[L31-2023]': -0.5880089257976269, 'branch_real_power_flow[L32-2023]': -0.5880089257976269, 'branch_real_power_flow[L29-1920]': 0.22449107420237313, 'branch_real_power_flow[L30-1920]': 0.22449107420237313, 'demand_real_power_met[D17]': 1.625}
t-1 | dcopf | 1 | KCL_DCOPF_constraint['18'] | 18 | {'dcopf': True, 'ieee_24bus_G04': True} | TRUE | 0 | 0 | 0 | 0 | {'generator_real_power_out[G8]': 4.0, 'branch_real_power_flow[L27-1821]': -0.6916510404777277, 'branch_real_power_flow[L28-1821]': -0.6916510404777277, 'branch_real_power_flow[L25-1718]': -1.1833020809554553, 'demand_real_power_met[D15]': 4.2}
t-1 | dcopf | 1 | KCL_DCOPF_constraint['17'] | 17 | {'dcopf': True, 'ieee_24bus_G04': True} | TRUE | 0 | 0 | 0 | 0 | {'branch_real_power_flow[L25-1718]': -1.1833020809554553, 'branch_real_power_flow[L26-1722]': -1.3268087080747815, 'branch_real_power_flow[L23-1617]': -2.5101107890302368}
t-1 | dcopf | 1 | KCL_DCOPF_constraint['14'] | 14 | {'dcopf': True, 'ieee_24bus_G04': True} | TRUE | 0 | 0 | 0 | 0 | {'branch_real_power_flow[L18-1416]': -2.3586755340493673, 'branch_real_power_flow[L14-1114]': 0.09132446595063293, 'demand_real_power_met[D12]': 2.45}
t-1 | dcopf | 1 | KCL_DCOPF_constraint['12'] | 12 | {'dcopf': True, 'ieee_24bus_G04': True} | TRUE | 6.6613e-16 | 0 | 0 | -6.6613e-16 | {'branch_real_power_flow[L15-1213]': 1.1752052407152311, 'branch_real_power_flow[L16-1223]': -0.6031568013487227, 'transformer_2W_real_power_flow[T3-912]': 0.25867115877294344, 'transformer_2W_real_power_flow[T5-1012]': 0.31337728059356557}
t-1 | dcopf | 1 | KCL_DCOPF_constraint['19'] | 19 | {'dcopf': True, 'ieee_24bus_G04': True} | TRUE | 0 | 0 | 0 | 0 | {'branch_real_power_flow[L29-1920]': 0.22449107420237313, 'branch_real_power_flow[L30-1920]': 0.22449107420237313, 'branch_real_power_flow[L24-1619]': 2.6989821484047463, 'demand_real_power_met[D16]': 2.25}
t-1 | dcopf | 1 | KCL_DCOPF_constraint['6'] | 6 | {'dcopf': True, 'ieee_24bus_G04': True} | TRUE | 0 | 0 | 0 | 0 | {'branch_real_power_flow[L9-610]': 0.22577015162016023, 'branch_real_power_flow[L5-26]': 0.8257701516201602, 'demand_real_power_met[D6]': 0.6}
t-1 | dcopf | 1 | KCL_DCOPF_constraint['22'] | 22 | {'dcopf': True, 'ieee_24bus_G04': True} | TRUE | 0 | 0 | 0 | 0 | {'branch_real_power_flow[L26-1722]': -1.3268087080747815, 'branch_real_power_flow[L33-2122]': -1.6731912919252185, 'generator_real_power_out[G10]': 3.0}
t-1 | dcopf | 1 | KCL_DCOPF_constraint['21'] | 21 | {'dcopf': True, 'ieee_24bus_G04': True} | TRUE | -1.7764e-15 | 0 | 0 | -1.7764e-15 | {'generator_real_power_out[G9]': 4.0, 'branch_real_power_flow[L33-2122]': -1.6731912919252185, 'branch_real_power_flow[L20-1521]': -2.1449446054848824, 'branch_real_power_flow[L21-1521]': -2.1449446054848824, 'branch_real_power_flow[L27-1821]': -0.6916510404777277, 'branch_real_power_flow[L28-1821]': -0.6916510404777277}
t-1 | dcopf | 1 | KCL_DCOPF_constraint['23'] | 23 | {'dcopf': True, 'ieee_24bus_G04': True} | TRUE | 2.2204e-16 | 0 | 0 | -2.2204e-16 | {'generator_real_power_out[G11]': 3.1, 'generator_real_power_out[G12]': 0.0, 'branch_real_power_flow[L16-1223]': -0.6031568013487227, 'branch_real_power_flow[L17-1323]': -1.3208253470560234, 'branch_real_power_flow[L31-2023]': -0.5880089257976269, 'branch_real_power_flow[L32-2023]': -0.5880089257976269}
t-1 | dcopf | 1 | KCL_DCOPF_constraint['2'] | 2 | {'dcopf': True, 'ieee_24bus_G04': True} | TRUE | -1.6653e-16 | 0 | 0 | -1.6653e-16 | {'generator_real_power_out[G2]': 0.0, 'generator_real_power_out[W@2]': 1.2000000000000002, 'branch_real_power_flow[L4-24]': 0.9101688525915628, 'branch_real_power_flow[L5-26]': 0.8257701516201602, 'branch_real_power_flow[L1-12]': 0.9609390042117227, 'demand_real_power_met[D2]': 0.425}
t-1 | dcopf | 1 | KCL_DCOPF_constraint['13'] | 13 | {'dcopf': True, 'ieee_24bus_G04': True} | TRUE | 0 | 0 | 0 | 0 | {'generator_real_power_out[G4]': 0.0, 'branch_real_power_flow[L17-1323]': -1.3208253470560234, 'branch_real_power_flow[L13-1113]': 0.8539694122287456, 'branch_real_power_flow[L15-1213]': 1.1752052407152311, 'demand_real_power_met[D11]': 3.35}
t-1 | dcopf | 1 | KCL_DCOPF_constraint['5'] | 5 | {'dcopf': True, 'ieee_24bus_G04': True} | TRUE | 3.8858e-16 | 0 | 0 | -3.8858e-16 | {'generator_real_power_out[W@5]': 1.2000000000000002, 'branch_real_power_flow[L8-510]': 1.5006471807127137, 'branch_real_power_flow[L3-15]': 0.625647180712714, 'demand_real_power_met[D5]': 0.325}
t-1 | dcopf | 1 | KCL_DCOPF_constraint['8'] | 8 | {'dcopf': True, 'ieee_24bus_G04': True} | TRUE | 0 | 0 | 0 | 0 | {'branch_real_power_flow[L11-89]': -0.036959948260691614, 'branch_real_power_flow[L12-810]': -0.06304005173930825, 'branch_real_power_flow[L10-78]': 0.6500000000000001, 'demand_real_power_met[D8]': 0.75}
t-1 | dcopf | 1 | branch_KVL_DCOPF[L1-12] | L1-12 | {'dcopf': True, 'ieee_24bus_G04': True} | TRUE | 0 | 0 | 0 | 0 | {'branch_real_power_flow[L1-12]': 0.9609390042117227, 'branch_voltage_angle_difference[L1-12]': 0.014029709461491152}
t-1 | dcopf | 1 | branch_KVL_DCOPF[L2-13] | L2-13 | {'dcopf': True, 'ieee_24bus_G04': True} | TRUE | 0 | 0 | 0 | 0 | {'branch_real_power_flow[L2-13]': 0.37329446983747944, 'branch_voltage_angle_difference[L2-13]': 0.08410324405438412}
t-1 | dcopf | 1 | branch_KVL_DCOPF[L3-15] | L3-15 | {'dcopf': True, 'ieee_24bus_G04': True} | TRUE | 0 | 0 | 0 | 0 | {'branch_real_power_flow[L3-15]': 0.625647180712714, 'branch_voltage_angle_difference[L3-15]': 0.05674619929064316}
t-1 | dcopf | 1 | branch_KVL_DCOPF[L4-24] | L4-24 | {'dcopf': True, 'ieee_24bus_G04': True} | TRUE | -1.1102e-16 | 0 | 0 | -1.1102e-16 | {'branch_real_power_flow[L4-24]': 0.9101688525915628, 'branch_voltage_angle_difference[L4-24]': 0.12341889641141592}
t-1 | dcopf | 1 | branch_KVL_DCOPF[L5-26] | L5-26 | {'dcopf': True, 'ieee_24bus_G04': True} | TRUE | 0 | 0 | 0 | 0 | {'branch_real_power_flow[L5-26]': 0.8257701516201602, 'branch_voltage_angle_difference[L5-26]': 0.16928288108213285}
t-1 | dcopf | 1 | branch_KVL_DCOPF[L6-39] | L6-39 | {'dcopf': True, 'ieee_24bus_G04': True} | TRUE | 0 | 0 | 0 | 0 | {'branch_real_power_flow[L6-39]': 0.9307561326214508, 'branch_voltage_angle_difference[L6-39]': 0.1182991044561864}
t-1 | dcopf | 1 | branch_KVL_DCOPF[L7-49] | L7-49 | {'dcopf': True, 'ieee_24bus_G04': True} | TRUE | 0 | 0 | 0 | 0 | {'branch_real_power_flow[L7-49]': 0.5851688525915627, 'branch_voltage_angle_difference[L7-49]': 0.06495374263766346}
t-1 | dcopf | 1 | branch_KVL_DCOPF[L8-510] | L8-510 | {'dcopf': True, 'ieee_24bus_G04': True} | TRUE | 0 | 0 | 0 | 0 | {'branch_real_power_flow[L8-510]': 1.5006471807127137, 'branch_voltage_angle_difference[L8-510]': 0.1410608349869951}
t-1 | dcopf | 1 | branch_KVL_DCOPF[L9-610] | L9-610 | {'dcopf': True, 'ieee_24bus_G04': True} | TRUE | 0 | 0 | 0 | 0 | {'branch_real_power_flow[L9-610]': 0.22577015162016023, 'branch_voltage_angle_difference[L9-610]': 0.014494443734014286}
t-1 | dcopf | 1 | branch_KVL_DCOPF[L10-78] | L10-78 | {'dcopf': True, 'ieee_24bus_G04': True} | TRUE | -1.1102e-16 | 0 | 0 | -1.1102e-16 | {'branch_real_power_flow[L10-78]': 0.6500000000000001, 'branch_voltage_angle_difference[L10-78]': 0.04238000000000001}
t-1 | dcopf | 1 | branch_KVL_DCOPF[L11-89] | L11-89 | {'dcopf': True, 'ieee_24bus_G04': True} | TRUE | 0 | 0 | 0 | 0 | {'branch_real_power_flow[L11-89]': -0.036959948260691614, 'branch_voltage_angle_difference[L11-89]': -0.006512342883533862}
t-1 | dcopf | 1 | branch_KVL_DCOPF[L12-810] | L12-810 | {'dcopf': True, 'ieee_24bus_G04': True} | TRUE | 0 | 0 | 0 | 0 | {'branch_real_power_flow[L12-810]': -0.06304005173930825, 'branch_voltage_angle_difference[L12-810]': -0.011107657116466114}
t-1 | dcopf | 1 | branch_KVL_DCOPF[L13-1113] | L13-1113 | {'dcopf': True, 'ieee_24bus_G04': True} | TRUE | 2.2204e-16 | 0 | 0 | -2.2204e-16 | {'branch_real_power_flow[L13-1113]': 0.8539694122287456, 'branch_voltage_angle_difference[L13-1113]': 0.04167370731676278}
t-1 | dcopf | 1 | branch_KVL_DCOPF[L14-1114] | L14-1114 | {'dcopf': True, 'ieee_24bus_G04': True} | TRUE | 0 | 0 | 0 | 0 | {'branch_real_power_flow[L14-1114]': 0.09132446595063293, 'branch_voltage_angle_difference[L14-1114]': 0.0038904222494969627}
t-1 | dcopf | 1 | branch_KVL_DCOPF[L15-1213] | L15-1213 | {'dcopf': True, 'ieee_24bus_G04': True} | TRUE | 2.2204e-16 | 0 | 0 | -2.2204e-16 | {'branch_real_power_flow[L15-1213]': 1.1752052407152311, 'branch_voltage_angle_difference[L15-1213]': 0.05735001574690328}
t-1 | dcopf | 1 | branch_KVL_DCOPF[L16-1223] | L16-1223 | {'dcopf': True, 'ieee_24bus_G04': True} | TRUE | 1.1102e-16 | 0 | 0 | -1.1102e-16 | {'branch_real_power_flow[L16-1223]': -0.6031568013487227, 'branch_voltage_angle_difference[L16-1223]': -0.059410944932849194}
t-1 | dcopf | 1 | branch_KVL_DCOPF[L17-1323] | L17-1323 | {'dcopf': True, 'ieee_24bus_G04': True} | TRUE | 0 | 0 | 0 | 0 | {'branch_real_power_flow[L17-1323]': -1.3208253470560234, 'branch_voltage_angle_difference[L17-1323]': -0.11676096067975247}
t-1 | dcopf | 1 | branch_KVL_DCOPF[L18-1416] | L18-1416 | {'dcopf': True, 'ieee_24bus_G04': True} | TRUE | 0 | 0 | 0 | 0 | {'branch_real_power_flow[L18-1416]': -2.3586755340493673, 'branch_voltage_angle_difference[L18-1416]': -0.14010532672253243}
t-1 | dcopf | 1 | branch_KVL_DCOPF[L19-1516] | L19-1516 | {'dcopf': True, 'ieee_24bus_G04': True} | TRUE | 0 | 0 | 0 | 0 | {'branch_real_power_flow[L19-1516]': 2.2475468934238765, 'branch_voltage_angle_difference[L19-1516]': 0.038657806566890676}
t-1 | dcopf | 1 | branch_KVL_DCOPF[L20-1521] | L20-1521 | {'dcopf': True, 'ieee_24bus_G04': True} | TRUE | 0 | 0 | 0 | 0 | {'branch_real_power_flow[L20-1521]': -2.1449446054848824, 'branch_voltage_angle_difference[L20-1521]': -0.05340912067657357}
t-1 | dcopf | 1 | branch_KVL_DCOPF[L21-1521] | L21-1521 | {'dcopf': True, 'ieee_24bus_G04': True} | TRUE | 0 | 0 | 0 | 0 | {'branch_real_power_flow[L21-1521]': -2.1449446054848824, 'branch_voltage_angle_difference[L21-1521]': -0.05340912067657357}
t-1 | dcopf | 1 | branch_KVL_DCOPF[L22-1524] | L22-1524 | {'dcopf': True, 'ieee_24bus_G04': True} | TRUE | 0 | 0 | 0 | 0 | {'branch_real_power_flow[L22-1524]': 0.14002133540300968, 'branch_voltage_angle_difference[L22-1524]': 0.007407128642819213}
t-1 | dcopf | 1 | branch_KVL_DCOPF[L23-1617] | L23-1617 | {'dcopf': True, 'ieee_24bus_G04': True} | TRUE | 0 | 0 | 0 | 0 | {'branch_real_power_flow[L23-1617]': -2.5101107890302368, 'branch_voltage_angle_difference[L23-1617]': -0.06601591375149522}
t-1 | dcopf | 1 | branch_KVL_DCOPF[L24-1619] | L24-1619 | {'dcopf': True, 'ieee_24bus_G04': True} | TRUE | 4.4409e-16 | 0 | 0 | -4.4409e-16 | {'branch_real_power_flow[L24-1619]': 2.6989821484047463, 'branch_voltage_angle_difference[L24-1619]': 0.06315618227267106}
t-1 | dcopf | 1 | branch_KVL_DCOPF[L25-1718] | L25-1718 | {'dcopf': True, 'ieee_24bus_G04': True} | TRUE | 0 | 0 | 0 | 0 | {'branch_real_power_flow[L25-1718]': -1.1833020809554553, 'branch_voltage_angle_difference[L25-1718]': -0.01692121975766301}
t-1 | dcopf | 1 | branch_KVL_DCOPF[L26-1722] | L26-1722 | {'dcopf': True, 'ieee_24bus_G04': True} | TRUE | 0 | 0 | 0 | 0 | {'branch_real_power_flow[L26-1722]': -1.3268087080747815, 'branch_voltage_angle_difference[L26-1722]': -0.14183585089319414}
t-1 | dcopf | 1 | branch_KVL_DCOPF[L27-1821] | L27-1821 | {'dcopf': True, 'ieee_24bus_G04': True} | TRUE | 0 | 0 | 0 | 0 | {'branch_real_power_flow[L27-1821]': -0.6916510404777277, 'branch_voltage_angle_difference[L27-1821]': -0.009129793734306006}
t-1 | dcopf | 1 | branch_KVL_DCOPF[L28-1821] | L28-1821 | {'dcopf': True, 'ieee_24bus_G04': True} | TRUE | 0 | 0 | 0 | 0 | {'branch_real_power_flow[L28-1821]': -0.6916510404777277, 'branch_voltage_angle_difference[L28-1821]': -0.009129793734306006}
t-1 | dcopf | 1 | branch_KVL_DCOPF[L29-1920] | L29-1920 | {'dcopf': True, 'ieee_24bus_G04': True} | TRUE | 0 | 0 | 0 | 0 | {'branch_real_power_flow[L29-1920]': 0.22449107420237313, 'branch_voltage_angle_difference[L29-1920]': 0.004557168806308174}
t-1 | dcopf | 1 | branch_KVL_DCOPF[L30-1920] | L30-1920 | {'dcopf': True, 'ieee_24bus_G04': True} | TRUE | 0 | 0 | 0 | 0 | {'branch_real_power_flow[L30-1920]': 0.22449107420237313, 'branch_voltage_angle_difference[L30-1920]': 0.004557168806308174}
t-1 | dcopf | 1 | branch_KVL_DCOPF[L31-2023] | L31-2023 | {'dcopf': True, 'ieee_24bus_G04': True} | TRUE | 0 | 0 | 0 | 0 | {'branch_real_power_flow[L31-2023]': -0.5880089257976269, 'branch_voltage_angle_difference[L31-2023]': -0.006585699968933421}
t-1 | dcopf | 1 | branch_KVL_DCOPF[L32-2023] | L32-2023 | {'dcopf': True, 'ieee_24bus_G04': True} | TRUE | 0 | 0 | 0 | 0 | {'branch_real_power_flow[L32-2023]': -0.5880089257976269, 'branch_voltage_angle_difference[L32-2023]': -0.006585699968933421}
t-1 | dcopf | 1 | branch_KVL_DCOPF[L33-2122] | L33-2122 | {'dcopf': True, 'ieee_24bus_G04': True} | TRUE | 2.2204e-16 | 0 | 0 | -2.2204e-16 | {'branch_real_power_flow[L33-2122]': -1.6731912919252185, 'branch_voltage_angle_difference[L33-2122]': -0.11578483740122512}
t-1 | dcopf | 1 | branch_voltage_angle[L1-12] | L1-12 | {'dcopf': True, 'ieee_24bus_G04': True} | TRUE | -2.7756e-17 | 0 | 0 | -2.7756e-17 | {'branch_voltage_angle_difference[L1-12]': 0.014029709461491152, "bus_voltage_angle['1']": 0.28148074159440106, "bus_voltage_angle['2']": 0.2674510321329099}
t-1 | dcopf | 1 | branch_voltage_angle[L2-13] | L2-13 | {'dcopf': True, 'ieee_24bus_G04': True} | TRUE | -1.3878e-17 | 0 | 0 | -1.3878e-17 | {'branch_voltage_angle_difference[L2-13]': 0.08410324405438412, "bus_voltage_angle['1']": 0.28148074159440106, "bus_voltage_angle['3']": 0.19737749754001693}
t-1 | dcopf | 1 | branch_voltage_angle[L3-15] | L3-15 | {'dcopf': True, 'ieee_24bus_G04': True} | TRUE | -1.3878e-17 | 0 | 0 | -1.3878e-17 | {'branch_voltage_angle_difference[L3-15]': 0.05674619929064316, "bus_voltage_angle['1']": 0.28148074159440106, "bus_voltage_angle['5']": 0.2247345423037579}
t-1 | dcopf | 1 | branch_voltage_angle[L4-24] | L4-24 | {'dcopf': True, 'ieee_24bus_G04': True} | TRUE | 1.3878e-17 | 0 | 0 | -1.3878e-17 | {'branch_voltage_angle_difference[L4-24]': 0.12341889641141592, "bus_voltage_angle['2']": 0.2674510321329099, "bus_voltage_angle['4']": 0.14403213572149398}
t-1 | dcopf | 1 | branch_voltage_angle[L5-26] | L5-26 | {'dcopf': True, 'ieee_24bus_G04': True} | TRUE | 0 | 0 | 0 | 0 | {'branch_voltage_angle_difference[L5-26]': 0.16928288108213285, "bus_voltage_angle['2']": 0.2674510321329099, "bus_voltage_angle['6']": 0.09816815105077703}
t-1 | dcopf | 1 | branch_voltage_angle[L6-39] | L6-39 | {'dcopf': True, 'ieee_24bus_G04': True} | TRUE | 0 | 0 | 0 | 0 | {'branch_voltage_angle_difference[L6-39]': 0.1182991044561864, "bus_voltage_angle['3']": 0.19737749754001693, "bus_voltage_angle['9']": 0.07907839308383054}
t-1 | dcopf | 1 | branch_voltage_angle[L7-49] | L7-49 | {'dcopf': True, 'ieee_24bus_G04': True} | TRUE | 1.3878e-17 | 0 | 0 | -1.3878e-17 | {'branch_voltage_angle_difference[L7-49]': 0.06495374263766346, "bus_voltage_angle['4']": 0.14403213572149398, "bus_voltage_angle['9']": 0.07907839308383054}
t-1 | dcopf | 1 | branch_voltage_angle[L8-510] | L8-510 | {'dcopf': True, 'ieee_24bus_G04': True} | TRUE | 0 | 0 | 0 | 0 | {'branch_voltage_angle_difference[L8-510]': 0.1410608349869951, "bus_voltage_angle['5']": 0.2247345423037579, "bus_voltage_angle['10']": 0.0836737073167628}
t-1 | dcopf | 1 | branch_voltage_angle[L9-610] | L9-610 | {'dcopf': True, 'ieee_24bus_G04': True} | TRUE | 5.2042e-17 | 0 | 0 | -5.2042e-17 | {'branch_voltage_angle_difference[L9-610]': 0.014494443734014286, "bus_voltage_angle['6']": 0.09816815105077703, "bus_voltage_angle['10']": 0.0836737073167628}
t-1 | dcopf | 1 | branch_voltage_angle[L10-78] | L10-78 | {'dcopf': True, 'ieee_24bus_G04': True} | TRUE | -6.9389e-18 | 0 | 0 | -6.9389e-18 | {'branch_voltage_angle_difference[L10-78]': 0.04238000000000001, "bus_voltage_angle['7']": 0.11494605020029669, "bus_voltage_angle['8']": 0.07256605020029668}
t-1 | dcopf | 1 | branch_voltage_angle[L11-89] | L11-89 | {'dcopf': True, 'ieee_24bus_G04': True} | TRUE | -8.6736e-19 | 0 | 0 | -8.6736e-19 | {'branch_voltage_angle_difference[L11-89]': -0.006512342883533862, "bus_voltage_angle['8']": 0.07256605020029668, "bus_voltage_angle['9']": 0.07907839308383054}
t-1 | dcopf | 1 | branch_voltage_angle[L12-810] | L12-810 | {'dcopf': True, 'ieee_24bus_G04': True} | TRUE | 6.9389e-18 | 0 | 0 | -6.9389e-18 | {'branch_voltage_angle_difference[L12-810]': -0.011107657116466114, "bus_voltage_angle['8']": 0.07256605020029668, "bus_voltage_angle['10']": 0.0836737073167628}
t-1 | dcopf | 1 | branch_voltage_angle[L13-1113] | L13-1113 | {'dcopf': True, 'ieee_24bus_G04': True} | TRUE | -6.9389e-18 | 0 | 0 | -6.9389e-18 | {'branch_voltage_angle_difference[L13-1113]': 0.04167370731676278, "bus_voltage_angle['11']": 0.04167370731676279, "bus_voltage_angle['13']": 0.0}
t-1 | dcopf | 1 | branch_voltage_angle[L14-1114] | L14-1114 | {'dcopf': True, 'ieee_24bus_G04': True} | TRUE | 4.3368e-19 | 0 | 0 | -4.3368e-19 | {'branch_voltage_angle_difference[L14-1114]': 0.0038904222494969627, "bus_voltage_angle['11']": 0.04167370731676279, "bus_voltage_angle['14']": 0.037783285067265825}
t-1 | dcopf | 1 | branch_voltage_angle[L15-1213] | L15-1213 | {'dcopf': True, 'ieee_24bus_G04': True} | TRUE | -6.9389e-18 | 0 | 0 | -6.9389e-18 | {'branch_voltage_angle_difference[L15-1213]': 0.05735001574690328, "bus_voltage_angle['12']": 0.057350015746903286, "bus_voltage_angle['13']": 0.0}
t-1 | dcopf | 1 | branch_voltage_angle[L16-1223] | L16-1223 | {'dcopf': True, 'ieee_24bus_G04': True} | TRUE | -6.9389e-18 | 0 | 0 | -6.9389e-18 | {'branch_voltage_angle_difference[L16-1223]': -0.059410944932849194, "bus_voltage_angle['12']": 0.057350015746903286, "bus_voltage_angle['23']": 0.11676096067975247}
t-1 | dcopf | 1 | branch_voltage_angle[L17-1323] | L17-1323 | {'dcopf': True, 'ieee_24bus_G04': True} | TRUE | 0 | 0 | 0 | 0 | {'branch_voltage_angle_difference[L17-1323]': -0.11676096067975247, "bus_voltage_angle['13']": 0.0, "bus_voltage_angle['23']": 0.11676096067975247}
t-1 | dcopf | 1 | branch_voltage_angle[L18-1416] | L18-1416 | {'dcopf': True, 'ieee_24bus_G04': True} | TRUE | 2.7756e-17 | 0 | 0 | -2.7756e-17 | {'branch_voltage_angle_difference[L18-1416]': -0.14010532672253243, "bus_voltage_angle['14']": 0.037783285067265825, "bus_voltage_angle['16']": 0.17788861178979828}
t-1 | dcopf | 1 | branch_voltage_angle[L19-1516] | L19-1516 | {'dcopf': True, 'ieee_24bus_G04': True} | TRUE | -1.3878e-17 | 0 | 0 | -1.3878e-17 | {'branch_voltage_angle_difference[L19-1516]': 0.038657806566890676, "bus_voltage_angle['15']": 0.21654641835668897, "bus_voltage_angle['16']": 0.17788861178979828}
t-1 | dcopf | 1 | branch_voltage_angle[L20-1521] | L20-1521 | {'dcopf': True, 'ieee_24bus_G04': True} | TRUE | -2.0817e-17 | 0 | 0 | -2.0817e-17 | {'branch_voltage_angle_difference[L20-1521]': -0.05340912067657357, "bus_voltage_angle['15']": 0.21654641835668897, "bus_voltage_angle['21']": 0.2699555390332625}
t-1 | dcopf | 1 | branch_voltage_angle[L21-1521] | L21-1521 | {'dcopf': True, 'ieee_24bus_G04': True} | TRUE | -2.0817e-17 | 0 | 0 | -2.0817e-17 | {'branch_voltage_angle_difference[L21-1521]': -0.05340912067657357, "bus_voltage_angle['15']": 0.21654641835668897, "bus_voltage_angle['21']": 0.2699555390332625}
t-1 | dcopf | 1 | branch_voltage_angle[L22-1524] | L22-1524 | {'dcopf': True, 'ieee_24bus_G04': True} | TRUE | 1.301e-17 | 0 | 0 | -1.301e-17 | {'branch_voltage_angle_difference[L22-1524]': 0.007407128642819213, "bus_voltage_angle['15']": 0.21654641835668897, "bus_voltage_angle['24']": 0.20913928971386977}
t-1 | dcopf | 1 | branch_voltage_angle[L23-1617] | L23-1617 | {'dcopf': True, 'ieee_24bus_G04': True} | TRUE | -1.3878e-17 | 0 | 0 | -1.3878e-17 | {'branch_voltage_angle_difference[L23-1617]': -0.06601591375149522, "bus_voltage_angle['16']": 0.17788861178979828, "bus_voltage_angle['17']": 0.2439045255412935}
t-1 | dcopf | 1 | branch_voltage_angle[L24-1619] | L24-1619 | {'dcopf': True, 'ieee_24bus_G04': True} | TRUE | 0 | 0 | 0 | 0 | {'branch_voltage_angle_difference[L24-1619]': 0.06315618227267106, "bus_voltage_angle['16']": 0.17788861178979828, "bus_voltage_angle['19']": 0.11473242951712723}
t-1 | dcopf | 1 | branch_voltage_angle[L25-1718] | L25-1718 | {'dcopf': True, 'ieee_24bus_G04': True} | TRUE | 2.0817e-17 | 0 | 0 | -2.0817e-17 | {'branch_voltage_angle_difference[L25-1718]': -0.01692121975766301, "bus_voltage_angle['17']": 0.2439045255412935, "bus_voltage_angle['18']": 0.2608257452989565}
t-1 | dcopf | 1 | branch_voltage_angle[L26-1722] | L26-1722 | {'dcopf': True, 'ieee_24bus_G04': True} | TRUE | 2.7756e-17 | 0 | 0 | -2.7756e-17 | {'branch_voltage_angle_difference[L26-1722]': -0.14183585089319414, "bus_voltage_angle['17']": 0.2439045255412935, "bus_voltage_angle['22']": 0.38574037643448766}
t-1 | dcopf | 1 | branch_voltage_angle[L27-1821] | L27-1821 | {'dcopf': True, 'ieee_24bus_G04': True} | TRUE | -3.4694e-18 | 0 | 0 | -3.4694e-18 | {'branch_voltage_angle_difference[L27-1821]': -0.009129793734306006, "bus_voltage_angle['18']": 0.2608257452989565, "bus_voltage_angle['21']": 0.2699555390332625}
t-1 | dcopf | 1 | branch_voltage_angle[L28-1821] | L28-1821 | {'dcopf': True, 'ieee_24bus_G04': True} | TRUE | -3.4694e-18 | 0 | 0 | -3.4694e-18 | {'branch_voltage_angle_difference[L28-1821]': -0.009129793734306006, "bus_voltage_angle['18']": 0.2608257452989565, "bus_voltage_angle['21']": 0.2699555390332625}
t-1 | dcopf | 1 | branch_voltage_angle[L29-1920] | L29-1920 | {'dcopf': True, 'ieee_24bus_G04': True} | TRUE | 8.6736e-19 | 0 | 0 | -8.6736e-19 | {'branch_voltage_angle_difference[L29-1920]': 0.004557168806308174, "bus_voltage_angle['19']": 0.11473242951712723, "bus_voltage_angle['20']": 0.11017526071081905}
t-1 | dcopf | 1 | branch_voltage_angle[L30-1920] | L30-1920 | {'dcopf': True, 'ieee_24bus_G04': True} | TRUE | 8.6736e-19 | 0 | 0 | -8.6736e-19 | {'branch_voltage_angle_difference[L30-1920]': 0.004557168806308174, "bus_voltage_angle['19']": 0.11473242951712723, "bus_voltage_angle['20']": 0.11017526071081905}
t-1 | dcopf | 1 | branch_voltage_angle[L31-2023] | L31-2023 | {'dcopf': True, 'ieee_24bus_G04': True} | TRUE | -8.6736e-19 | 0 | 0 | -8.6736e-19 | {'branch_voltage_angle_difference[L31-2023]': -0.006585699968933421, "bus_voltage_angle['20']": 0.11017526071081905, "bus_voltage_angle['23']": 0.11676096067975247}
t-1 | dcopf | 1 | branch_voltage_angle[L32-2023] | L32-2023 | {'dcopf': True, 'ieee_24bus_G04': True} | TRUE | -8.6736e-19 | 0 | 0 | -8.6736e-19 | {'branch_voltage_angle_difference[L32-2023]': -0.006585699968933421, "bus_voltage_angle['20']": 0.11017526071081905, "bus_voltage_angle['23']": 0.11676096067975247}
t-1 | dcopf | 1 | branch_voltage_angle[L33-2122] | L33-2122 | {'dcopf': True, 'ieee_24bus_G04': True} | TRUE | 1.3878e-17 | 0 | 0 | -1.3878e-17 | {'branch_voltage_angle_difference[L33-2122]': -0.11578483740122512, "bus_voltage_angle['21']": 0.2699555390332625, "bus_voltage_angle['22']": 0.38574037643448766}
t-1 | dcopf | 1 | transformer_2W_KVL_DCOPF[T1-324] | T1-324 | {'dcopf': True, 'ieee_24bus_G04': True} | TRUE | 0 | 0 | 0 | 0 | {'transformer_2W_real_power_flow[T1-324]': -0.14002133540300968, 'transformer_2W_voltage_angle_difference[T1-324]': -0.011761792173852814}
t-1 | dcopf | 1 | transformer_2W_KVL_DCOPF[T2-911] | T2-911 | {'dcopf': True, 'ieee_24bus_G04': True} | TRUE | 0 | 0 | 0 | 0 | {'transformer_2W_real_power_flow[T2-911]': 0.4452938781793785, 'transformer_2W_voltage_angle_difference[T2-911]': 0.0374046857670678}
t-1 | dcopf | 1 | transformer_2W_KVL_DCOPF[T3-912] | T3-912 | {'dcopf': True, 'ieee_24bus_G04': True} | TRUE | 0 | 0 | 0 | 0 | {'transformer_2W_real_power_flow[T3-912]': 0.25867115877294344, 'transformer_2W_voltage_angle_difference[T3-912]': 0.02172837733692725}
t-1 | dcopf | 1 | transformer_2W_KVL_DCOPF[T4-1011] | T4-1011 | {'dcopf': True, 'ieee_24bus_G04': True} | TRUE | 5.5511e-17 | 0 | 0 | -5.5511e-17 | {'transformer_2W_real_power_flow[T4-1011]': 0.5, 'transformer_2W_voltage_angle_difference[T4-1011]': 0.042}
t-1 | dcopf | 1 | transformer_2W_KVL_DCOPF[T5-1012] | T5-1012 | {'dcopf': True, 'ieee_24bus_G04': True} | TRUE | 0 | 0 | 0 | 0 | {'transformer_2W_real_power_flow[T5-1012]': 0.31337728059356557, 'transformer_2W_voltage_angle_difference[T5-1012]': 0.02632369156985951}
t-1 | dcopf | 1 | transformer_2W_voltage_angle[T1-324] | T1-324 | {'dcopf': True, 'ieee_24bus_G04': True} | TRUE | 2.7756e-17 | 0 | 0 | -2.7756e-17 | {'transformer_2W_voltage_angle_difference[T1-324]': -0.011761792173852814, "bus_voltage_angle['3']": 0.19737749754001693, "bus_voltage_angle['24']": 0.20913928971386977}
t-1 | dcopf | 1 | transformer_2W_voltage_angle[T2-911] | T2-911 | {'dcopf': True, 'ieee_24bus_G04': True} | TRUE | 4.8572e-17 | 0 | 0 | -4.8572e-17 | {'transformer_2W_voltage_angle_difference[T2-911]': 0.0374046857670678, "bus_voltage_angle['9']": 0.07907839308383054, "bus_voltage_angle['11']": 0.04167370731676279}
t-1 | dcopf | 1 | transformer_2W_voltage_angle[T3-912] | T3-912 | {'dcopf': True, 'ieee_24bus_G04': True} | TRUE | 0 | 0 | 0 | 0 | {'transformer_2W_voltage_angle_difference[T3-912]': 0.02172837733692725, "bus_voltage_angle['9']": 0.07907839308383054, "bus_voltage_angle['12']": 0.057350015746903286}
t-1 | dcopf | 1 | transformer_2W_voltage_angle[T4-1011] | T4-1011 | {'dcopf': True, 'ieee_24bus_G04': True} | TRUE | -6.9389e-18 | 0 | 0 | -6.9389e-18 | {'transformer_2W_voltage_angle_difference[T4-1011]': 0.042, "bus_voltage_angle['10']": 0.0836737073167628, "bus_voltage_angle['11']": 0.04167370731676279}
t-1 | dcopf | 1 | transformer_2W_voltage_angle[T5-1012] | T5-1012 | {'dcopf': True, 'ieee_24bus_G04': True} | TRUE | 0 | 0 | 0 | 0 | {'transformer_2W_voltage_angle_difference[T5-1012]': 0.02632369156985951, "bus_voltage_angle['10']": 0.0836737073167628, "bus_voltage_angle['12']": 0.057350015746903286}
t-1 | dcopf | 1 | voltage_ref_bus['13'] | 13 | {'dcopf': True, 'ieee_24bus_G04': True} | TRUE | 0 | 0 | 0 | 0 | {"bus_voltage_angle['13']": 0.0}
t-1 | dcopf | 1 | branch_real_power_flow_UB[L1-12] | L1-12 | {'dcopf': True, 'ieee_24bus_G04': True} | TRUE | 0.96094 |  | 2.5 | 1.5391 | {'branch_real_power_flow[L1-12]': 0.9609390042117227}
t-1 | dcopf | 1 | branch_real_power_flow_UB[L2-13] | L2-13 | {'dcopf': True, 'ieee_24bus_G04': True} | TRUE | 0.37329 |  | 2.5 | 2.1267 | {'branch_real_power_flow[L2-13]': 0.37329446983747944}
t-1 | dcopf | 1 | branch_real_power_flow_UB[L3-15] | L3-15 | {'dcopf': True, 'ieee_24bus_G04': True} | TRUE | 0.62565 |  | 2.5 | 1.8744 | {'branch_real_power_flow[L3-15]': 0.625647180712714}
t-1 | dcopf | 1 | branch_real_power_flow_UB[L4-24] | L4-24 | {'dcopf': True, 'ieee_24bus_G04': True} | TRUE | 0.91017 |  | 2.5 | 1.5898 | {'branch_real_power_flow[L4-24]': 0.9101688525915628}
t-1 | dcopf | 1 | branch_real_power_flow_UB[L5-26] | L5-26 | {'dcopf': True, 'ieee_24bus_G04': True} | TRUE | 0.82577 |  | 2.5 | 1.6742 | {'branch_real_power_flow[L5-26]': 0.8257701516201602}
t-1 | dcopf | 1 | branch_real_power_flow_UB[L6-39] | L6-39 | {'dcopf': True, 'ieee_24bus_G04': True} | TRUE | 0.93076 |  | 2.5 | 1.5692 | {'branch_real_power_flow[L6-39]': 0.9307561326214508}
t-1 | dcopf | 1 | branch_real_power_flow_UB[L7-49] | L7-49 | {'dcopf': True, 'ieee_24bus_G04': True} | TRUE | 0.58517 |  | 2.5 | 1.9148 | {'branch_real_power_flow[L7-49]': 0.5851688525915627}
t-1 | dcopf | 1 | branch_real_power_flow_UB[L8-510] | L8-510 | {'dcopf': True, 'ieee_24bus_G04': True} | TRUE | 1.5006 |  | 2.5 | 0.99935 | {'branch_real_power_flow[L8-510]': 1.5006471807127137}
t-1 | dcopf | 1 | branch_real_power_flow_UB[L9-610] | L9-610 | {'dcopf': True, 'ieee_24bus_G04': True} | TRUE | 0.22577 |  | 2.5 | 2.2742 | {'branch_real_power_flow[L9-610]': 0.22577015162016023}
t-1 | dcopf | 1 | branch_real_power_flow_UB[L10-78] | L10-78 | {'dcopf': True, 'ieee_24bus_G04': True} | TRUE | 0.65 |  | 1 | 0.35 | {'branch_real_power_flow[L10-78]': 0.6500000000000001}
t-1 | dcopf | 1 | branch_real_power_flow_UB[L11-89] | L11-89 | {'dcopf': True, 'ieee_24bus_G04': True} | TRUE | -0.03696 |  | 2.5 | 2.537 | {'branch_real_power_flow[L11-89]': -0.036959948260691614}
t-1 | dcopf | 1 | branch_real_power_flow_UB[L12-810] | L12-810 | {'dcopf': True, 'ieee_24bus_G04': True} | TRUE | -0.06304 |  | 2.5 | 2.563 | {'branch_real_power_flow[L12-810]': -0.06304005173930825}
t-1 | dcopf | 1 | branch_real_power_flow_UB[L13-1113] | L13-1113 | {'dcopf': True, 'ieee_24bus_G04': True} | TRUE | 0.85397 |  | 5 | 4.146 | {'branch_real_power_flow[L13-1113]': 0.8539694122287456}
t-1 | dcopf | 1 | branch_real_power_flow_UB[L14-1114] | L14-1114 | {'dcopf': True, 'ieee_24bus_G04': True} | TRUE | 0.091324 |  | 5 | 4.9087 | {'branch_real_power_flow[L14-1114]': 0.09132446595063293}
t-1 | dcopf | 1 | branch_real_power_flow_UB[L15-1213] | L15-1213 | {'dcopf': True, 'ieee_24bus_G04': True} | TRUE | 1.1752 |  | 5 | 3.8248 | {'branch_real_power_flow[L15-1213]': 1.1752052407152311}
t-1 | dcopf | 1 | branch_real_power_flow_UB[L16-1223] | L16-1223 | {'dcopf': True, 'ieee_24bus_G04': True} | TRUE | -0.60316 |  | 5 | 5.6032 | {'branch_real_power_flow[L16-1223]': -0.6031568013487227}
t-1 | dcopf | 1 | branch_real_power_flow_UB[L17-1323] | L17-1323 | {'dcopf': True, 'ieee_24bus_G04': True} | TRUE | -1.3208 |  | 5 | 6.3208 | {'branch_real_power_flow[L17-1323]': -1.3208253470560234}
t-1 | dcopf | 1 | branch_real_power_flow_UB[L18-1416] | L18-1416 | {'dcopf': True, 'ieee_24bus_G04': True} | TRUE | -2.3587 |  | 5 | 7.3587 | {'branch_real_power_flow[L18-1416]': -2.3586755340493673}
t-1 | dcopf | 1 | branch_real_power_flow_UB[L19-1516] | L19-1516 | {'dcopf': True, 'ieee_24bus_G04': True} | TRUE | 2.2475 |  | 5 | 2.7525 | {'branch_real_power_flow[L19-1516]': 2.2475468934238765}
t-1 | dcopf | 1 | branch_real_power_flow_UB[L20-1521] | L20-1521 | {'dcopf': True, 'ieee_24bus_G04': True} | TRUE | -2.1449 |  | 5 | 7.1449 | {'branch_real_power_flow[L20-1521]': -2.1449446054848824}
t-1 | dcopf | 1 | branch_real_power_flow_UB[L21-1521] | L21-1521 | {'dcopf': True, 'ieee_24bus_G04': True} | TRUE | -2.1449 |  | 5 | 7.1449 | {'branch_real_power_flow[L21-1521]': -2.1449446054848824}
t-1 | dcopf | 1 | branch_real_power_flow_UB[L22-1524] | L22-1524 | {'dcopf': True, 'ieee_24bus_G04': True} | TRUE | 0.14002 |  | 5 | 4.86 | {'branch_real_power_flow[L22-1524]': 0.14002133540300968}
t-1 | dcopf | 1 | branch_real_power_flow_UB[L23-1617] | L23-1617 | {'dcopf': True, 'ieee_24bus_G04': True} | TRUE | -2.5101 |  | 5 | 7.5101 | {'branch_real_power_flow[L23-1617]': -2.5101107890302368}
t-1 | dcopf | 1 | branch_real_power_flow_UB[L24-1619] | L24-1619 | {'dcopf': True, 'ieee_24bus_G04': True} | TRUE | 2.699 |  | 5 | 2.301 | {'branch_real_power_flow[L24-1619]': 2.6989821484047463}
t-1 | dcopf | 1 | branch_real_power_flow_UB[L25-1718] | L25-1718 | {'dcopf': True, 'ieee_24bus_G04': True} | TRUE | -1.1833 |  | 5 | 6.1833 | {'branch_real_power_flow[L25-1718]': -1.1833020809554553}
t-1 | dcopf | 1 | branch_real_power_flow_UB[L26-1722] | L26-1722 | {'dcopf': True, 'ieee_24bus_G04': True} | TRUE | -1.3268 |  | 5 | 6.3268 | {'branch_real_power_flow[L26-1722]': -1.3268087080747815}
t-1 | dcopf | 1 | branch_real_power_flow_UB[L27-1821] | L27-1821 | {'dcopf': True, 'ieee_24bus_G04': True} | TRUE | -0.69165 |  | 5 | 5.6917 | {'branch_real_power_flow[L27-1821]': -0.6916510404777277}
t-1 | dcopf | 1 | branch_real_power_flow_UB[L28-1821] | L28-1821 | {'dcopf': True, 'ieee_24bus_G04': True} | TRUE | -0.69165 |  | 5 | 5.6917 | {'branch_real_power_flow[L28-1821]': -0.6916510404777277}
t-1 | dcopf | 1 | branch_real_power_flow_UB[L29-1920] | L29-1920 | {'dcopf': True, 'ieee_24bus_G04': True} | TRUE | 0.22449 |  | 5 | 4.7755 | {'branch_real_power_flow[L29-1920]': 0.22449107420237313}
t-1 | dcopf | 1 | branch_real_power_flow_UB[L30-1920] | L30-1920 | {'dcopf': True, 'ieee_24bus_G04': True} | TRUE | 0.22449 |  | 5 | 4.7755 | {'branch_real_power_flow[L30-1920]': 0.22449107420237313}
t-1 | dcopf | 1 | branch_real_power_flow_UB[L31-2023] | L31-2023 | {'dcopf': True, 'ieee_24bus_G04': True} | TRUE | -0.58801 |  | 5 | 5.588 | {'branch_real_power_flow[L31-2023]': -0.5880089257976269}
t-1 | dcopf | 1 | branch_real_power_flow_UB[L32-2023] | L32-2023 | {'dcopf': True, 'ieee_24bus_G04': True} | TRUE | -0.58801 |  | 5 | 5.588 | {'branch_real_power_flow[L32-2023]': -0.5880089257976269}
t-1 | dcopf | 1 | branch_real_power_flow_UB[L33-2122] | L33-2122 | {'dcopf': True, 'ieee_24bus_G04': True} | TRUE | -1.6732 |  | 5 | 6.6732 | {'branch_real_power_flow[L33-2122]': -1.6731912919252185}
t-1 | dcopf | 1 | branch_real_power_flow_UB_reverse[L1-12] | L1-12 | {'dcopf': True, 'ieee_24bus_G04': True} | TRUE | 0.96094 | -2.5 |  | 3.4609 | {'branch_real_power_flow[L1-12]': 0.9609390042117227}
t-1 | dcopf | 1 | branch_real_power_flow_UB_reverse[L2-13] | L2-13 | {'dcopf': True, 'ieee_24bus_G04': True} | TRUE | 0.37329 | -2.5 |  | 2.8733 | {'branch_real_power_flow[L2-13]': 0.37329446983747944}
t-1 | dcopf | 1 | branch_real_power_flow_UB_reverse[L3-15] | L3-15 | {'dcopf': True, 'ieee_24bus_G04': True} | TRUE | 0.62565 | -2.5 |  | 3.1256 | {'branch_real_power_flow[L3-15]': 0.625647180712714}
t-1 | dcopf | 1 | branch_real_power_flow_UB_reverse[L4-24] | L4-24 | {'dcopf': True, 'ieee_24bus_G04': True} | TRUE | 0.91017 | -2.5 |  | 3.4102 | {'branch_real_power_flow[L4-24]': 0.9101688525915628}
t-1 | dcopf | 1 | branch_real_power_flow_UB_reverse[L5-26] | L5-26 | {'dcopf': True, 'ieee_24bus_G04': True} | TRUE | 0.82577 | -2.5 |  | 3.3258 | {'branch_real_power_flow[L5-26]': 0.8257701516201602}
t-1 | dcopf | 1 | branch_real_power_flow_UB_reverse[L6-39] | L6-39 | {'dcopf': True, 'ieee_24bus_G04': True} | TRUE | 0.93076 | -2.5 |  | 3.4308 | {'branch_real_power_flow[L6-39]': 0.9307561326214508}
t-1 | dcopf | 1 | branch_real_power_flow_UB_reverse[L7-49] | L7-49 | {'dcopf': True, 'ieee_24bus_G04': True} | TRUE | 0.58517 | -2.5 |  | 3.0852 | {'branch_real_power_flow[L7-49]': 0.5851688525915627}
t-1 | dcopf | 1 | branch_real_power_flow_UB_reverse[L8-510] | L8-510 | {'dcopf': True, 'ieee_24bus_G04': True} | TRUE | 1.5006 | -2.5 |  | 4.0006 | {'branch_real_power_flow[L8-510]': 1.5006471807127137}
t-1 | dcopf | 1 | branch_real_power_flow_UB_reverse[L9-610] | L9-610 | {'dcopf': True, 'ieee_24bus_G04': True} | TRUE | 0.22577 | -2.5 |  | 2.7258 | {'branch_real_power_flow[L9-610]': 0.22577015162016023}
t-1 | dcopf | 1 | branch_real_power_flow_UB_reverse[L10-78] | L10-78 | {'dcopf': True, 'ieee_24bus_G04': True} | TRUE | 0.65 | -1 |  | 1.65 | {'branch_real_power_flow[L10-78]': 0.6500000000000001}
t-1 | dcopf | 1 | branch_real_power_flow_UB_reverse[L11-89] | L11-89 | {'dcopf': True, 'ieee_24bus_G04': True} | TRUE | -0.03696 | -2.5 |  | 2.463 | {'branch_real_power_flow[L11-89]': -0.036959948260691614}
t-1 | dcopf | 1 | branch_real_power_flow_UB_reverse[L12-810] | L12-810 | {'dcopf': True, 'ieee_24bus_G04': True} | TRUE | -0.06304 | -2.5 |  | 2.437 | {'branch_real_power_flow[L12-810]': -0.06304005173930825}
t-1 | dcopf | 1 | branch_real_power_flow_UB_reverse[L13-1113] | L13-1113 | {'dcopf': True, 'ieee_24bus_G04': True} | TRUE | 0.85397 | -5 |  | 5.854 | {'branch_real_power_flow[L13-1113]': 0.8539694122287456}
t-1 | dcopf | 1 | branch_real_power_flow_UB_reverse[L14-1114] | L14-1114 | {'dcopf': True, 'ieee_24bus_G04': True} | TRUE | 0.091324 | -5 |  | 5.0913 | {'branch_real_power_flow[L14-1114]': 0.09132446595063293}
t-1 | dcopf | 1 | branch_real_power_flow_UB_reverse[L15-1213] | L15-1213 | {'dcopf': True, 'ieee_24bus_G04': True} | TRUE | 1.1752 | -5 |  | 6.1752 | {'branch_real_power_flow[L15-1213]': 1.1752052407152311}
t-1 | dcopf | 1 | branch_real_power_flow_UB_reverse[L16-1223] | L16-1223 | {'dcopf': True, 'ieee_24bus_G04': True} | TRUE | -0.60316 | -5 |  | 4.3968 | {'branch_real_power_flow[L16-1223]': -0.6031568013487227}
t-1 | dcopf | 1 | branch_real_power_flow_UB_reverse[L17-1323] | L17-1323 | {'dcopf': True, 'ieee_24bus_G04': True} | TRUE | -1.3208 | -5 |  | 3.6792 | {'branch_real_power_flow[L17-1323]': -1.3208253470560234}
t-1 | dcopf | 1 | branch_real_power_flow_UB_reverse[L18-1416] | L18-1416 | {'dcopf': True, 'ieee_24bus_G04': True} | TRUE | -2.3587 | -5 |  | 2.6413 | {'branch_real_power_flow[L18-1416]': -2.3586755340493673}
t-1 | dcopf | 1 | branch_real_power_flow_UB_reverse[L19-1516] | L19-1516 | {'dcopf': True, 'ieee_24bus_G04': True} | TRUE | 2.2475 | -5 |  | 7.2475 | {'branch_real_power_flow[L19-1516]': 2.2475468934238765}
t-1 | dcopf | 1 | branch_real_power_flow_UB_reverse[L20-1521] | L20-1521 | {'dcopf': True, 'ieee_24bus_G04': True} | TRUE | -2.1449 | -5 |  | 2.8551 | {'branch_real_power_flow[L20-1521]': -2.1449446054848824}
t-1 | dcopf | 1 | branch_real_power_flow_UB_reverse[L21-1521] | L21-1521 | {'dcopf': True, 'ieee_24bus_G04': True} | TRUE | -2.1449 | -5 |  | 2.8551 | {'branch_real_power_flow[L21-1521]': -2.1449446054848824}
t-1 | dcopf | 1 | branch_real_power_flow_UB_reverse[L22-1524] | L22-1524 | {'dcopf': True, 'ieee_24bus_G04': True} | TRUE | 0.14002 | -5 |  | 5.14 | {'branch_real_power_flow[L22-1524]': 0.14002133540300968}
t-1 | dcopf | 1 | branch_real_power_flow_UB_reverse[L23-1617] | L23-1617 | {'dcopf': True, 'ieee_24bus_G04': True} | TRUE | -2.5101 | -5 |  | 2.4899 | {'branch_real_power_flow[L23-1617]': -2.5101107890302368}
t-1 | dcopf | 1 | branch_real_power_flow_UB_reverse[L24-1619] | L24-1619 | {'dcopf': True, 'ieee_24bus_G04': True} | TRUE | 2.699 | -5 |  | 7.699 | {'branch_real_power_flow[L24-1619]': 2.6989821484047463}
t-1 | dcopf | 1 | branch_real_power_flow_UB_reverse[L25-1718] | L25-1718 | {'dcopf': True, 'ieee_24bus_G04': True} | TRUE | -1.1833 | -5 |  | 3.8167 | {'branch_real_power_flow[L25-1718]': -1.1833020809554553}
t-1 | dcopf | 1 | branch_real_power_flow_UB_reverse[L26-1722] | L26-1722 | {'dcopf': True, 'ieee_24bus_G04': True} | TRUE | -1.3268 | -5 |  | 3.6732 | {'branch_real_power_flow[L26-1722]': -1.3268087080747815}
t-1 | dcopf | 1 | branch_real_power_flow_UB_reverse[L27-1821] | L27-1821 | {'dcopf': True, 'ieee_24bus_G04': True} | TRUE | -0.69165 | -5 |  | 4.3083 | {'branch_real_power_flow[L27-1821]': -0.6916510404777277}
t-1 | dcopf | 1 | branch_real_power_flow_UB_reverse[L28-1821] | L28-1821 | {'dcopf': True, 'ieee_24bus_G04': True} | TRUE | -0.69165 | -5 |  | 4.3083 | {'branch_real_power_flow[L28-1821]': -0.6916510404777277}
t-1 | dcopf | 1 | branch_real_power_flow_UB_reverse[L29-1920] | L29-1920 | {'dcopf': True, 'ieee_24bus_G04': True} | TRUE | 0.22449 | -5 |  | 5.2245 | {'branch_real_power_flow[L29-1920]': 0.22449107420237313}
t-1 | dcopf | 1 | branch_real_power_flow_UB_reverse[L30-1920] | L30-1920 | {'dcopf': True, 'ieee_24bus_G04': True} | TRUE | 0.22449 | -5 |  | 5.2245 | {'branch_real_power_flow[L30-1920]': 0.22449107420237313}
t-1 | dcopf | 1 | branch_real_power_flow_UB_reverse[L31-2023] | L31-2023 | {'dcopf': True, 'ieee_24bus_G04': True} | TRUE | -0.58801 | -5 |  | 4.412 | {'branch_real_power_flow[L31-2023]': -0.5880089257976269}
t-1 | dcopf | 1 | branch_real_power_flow_UB_reverse[L32-2023] | L32-2023 | {'dcopf': True, 'ieee_24bus_G04': True} | TRUE | -0.58801 | -5 |  | 4.412 | {'branch_real_power_flow[L32-2023]': -0.5880089257976269}
t-1 | dcopf | 1 | branch_real_power_flow_UB_reverse[L33-2122] | L33-2122 | {'dcopf': True, 'ieee_24bus_G04': True} | TRUE | -1.6732 | -5 |  | 3.3268 | {'branch_real_power_flow[L33-2122]': -1.6731912919252185}
t-1 | dcopf | 1 | transformer_2W_real_power_flow_UB[T1-324] | T1-324 | {'dcopf': True, 'ieee_24bus_G04': True} | TRUE | -0.14002 |  | 0.5 | 0.64002 | {'transformer_2W_real_power_flow[T1-324]': -0.14002133540300968}
t-1 | dcopf | 1 | transformer_2W_real_power_flow_UB[T2-911] | T2-911 | {'dcopf': True, 'ieee_24bus_G04': True} | TRUE | 0.44529 |  | 0.5 | 0.054706 | {'transformer_2W_real_power_flow[T2-911]': 0.4452938781793785}
t-1 | dcopf | 1 | transformer_2W_real_power_flow_UB[T3-912] | T3-912 | {'dcopf': True, 'ieee_24bus_G04': True} | TRUE | 0.25867 |  | 0.5 | 0.24133 | {'transformer_2W_real_power_flow[T3-912]': 0.25867115877294344}
t-1 | dcopf | 1 | transformer_2W_real_power_flow_UB[T4-1011] | T4-1011 | {'dcopf': True, 'ieee_24bus_G04': True} | TRUE | 0.5 |  | 0.5 | 0 | {'transformer_2W_real_power_flow[T4-1011]': 0.5}
t-1 | dcopf | 1 | transformer_2W_real_power_flow_UB[T5-1012] | T5-1012 | {'dcopf': True, 'ieee_24bus_G04': True} | TRUE | 0.31338 |  | 0.5 | 0.18662 | {'transformer_2W_real_power_flow[T5-1012]': 0.31337728059356557}
t-1 | dcopf | 1 | transformer_2W_real_power_flow_UB_reverse[T1-324] | T1-324 | {'dcopf': True, 'ieee_24bus_G04': True} | TRUE | -0.14002 | -0.5 |  | 0.35998 | {'transformer_2W_real_power_flow[T1-324]': -0.14002133540300968}
t-1 | dcopf | 1 | transformer_2W_real_power_flow_UB_reverse[T2-911] | T2-911 | {'dcopf': True, 'ieee_24bus_G04': True} | TRUE | 0.44529 | -0.5 |  | 0.94529 | {'transformer_2W_real_power_flow[T2-911]': 0.4452938781793785}
t-1 | dcopf | 1 | transformer_2W_real_power_flow_UB_reverse[T3-912] | T3-912 | {'dcopf': True, 'ieee_24bus_G04': True} | TRUE | 0.25867 | -0.5 |  | 0.75867 | {'transformer_2W_real_power_flow[T3-912]': 0.25867115877294344}
t-1 | dcopf | 1 | transformer_2W_real_power_flow_UB_reverse[T4-1011] | T4-1011 | {'dcopf': True, 'ieee_24bus_G04': True} | TRUE | 0.5 | -0.5 |  | 1 | {'transformer_2W_real_power_flow[T4-1011]': 0.5}
t-1 | dcopf | 1 | transformer_2W_real_power_flow_UB_reverse[T5-1012] | T5-1012 | {'dcopf': True, 'ieee_24bus_G04': True} | TRUE | 0.31338 | -0.5 |  | 0.81338 | {'transformer_2W_real_power_flow[T5-1012]': 0.31337728059356557}
t-1 | dcopf | 1 | dcopf_generation_redispatch[G1] | G1 | {'dcopf': True, 'ieee_24bus_G04': True} | TRUE | 0 | 0 | 0 | 0 | {'generator_real_power_out[G1]': 0.0, 'generator_real_power_offer[G1]': 0.0, 'generator_real_power_bid[G1]': 0.0}
t-1 | dcopf | 1 | dcopf_generation_redispatch[G2] | G2 | {'dcopf': True, 'ieee_24bus_G04': True} | TRUE | 0 | 0 | 0 | 0 | {'generator_real_power_out[G2]': 0.0, 'generator_real_power_offer[G2]': 0.0, 'generator_real_power_bid[G2]': 0.0}
t-1 | dcopf | 1 | dcopf_generation_redispatch[G3] | G3 | {'dcopf': True, 'ieee_24bus_G04': True} | TRUE | 0 | 0 | 0 | 0 | {'generator_real_power_out[G3]': 0.0, 'generator_real_power_offer[G3]': 0.0, 'generator_real_power_bid[G3]': 0.0}
t-1 | dcopf | 1 | dcopf_generation_redispatch[G4] | G4 | {'dcopf': True, 'ieee_24bus_G04': True} | TRUE | 0 | 0 | 0 | 0 | {'generator_real_power_out[G4]': 0.0, 'generator_real_power_offer[G4]': 0.0, 'generator_real_power_bid[G4]': 0.0}
t-1 | dcopf | 1 | dcopf_generation_redispatch[G5] | G5 | {'dcopf': True, 'ieee_24bus_G04': True} | TRUE | 0 | 0 | 0 | 0 | {'generator_real_power_out[G5]': 0.5476790178571246, 'generator_real_power_offer[G5]': 0.5476790178571246, 'generator_real_power_bid[G5]': 0.0}
t-1 | dcopf | 1 | dcopf_generation_redispatch[G6] | G6 | {'dcopf': True, 'ieee_24bus_G04': True} | TRUE | 0 | 0 | 0 | 0 | {'generator_real_power_out[G6]': 1.55, 'generator_real_power_offer[G6]': 1.55, 'generator_real_power_bid[G6]': 0.0}
t-1 | dcopf | 1 | dcopf_generation_redispatch[G7] | G7 | {'dcopf': True, 'ieee_24bus_G04': True} | TRUE | 0 | 0 | 0 | 0 | {'generator_real_power_out[G7]': 1.55, 'generator_real_power_offer[G7]': 1.55, 'generator_real_power_bid[G7]': 0.0}
t-1 | dcopf | 1 | dcopf_generation_redispatch[G8] | G8 | {'dcopf': True, 'ieee_24bus_G04': True} | TRUE | 0 | 0 | 0 | 0 | {'generator_real_power_out[G8]': 4.0, 'generator_real_power_offer[G8]': 1.0, 'generator_real_power_bid[G8]': 0.0}
t-1 | dcopf | 1 | dcopf_generation_redispatch[G9] | G9 | {'dcopf': True, 'ieee_24bus_G04': True} | TRUE | 0 | 0 | 0 | 0 | {'generator_real_power_out[G9]': 4.0, 'generator_real_power_offer[G9]': 0.0, 'generator_real_power_bid[G9]': 0.0}
t-1 | dcopf | 1 | dcopf_generation_redispatch[G10] | G10 | {'dcopf': True, 'ieee_24bus_G04': True} | TRUE | 0 | 0 | 0 | 0 | {'generator_real_power_out[G10]': 3.0, 'generator_real_power_offer[G10]': 3.0, 'generator_real_power_bid[G10]': 0.0}
t-1 | dcopf | 1 | dcopf_generation_redispatch[G11] | G11 | {'dcopf': True, 'ieee_24bus_G04': True} | TRUE | 0 | 0 | 0 | 0 | {'generator_real_power_out[G11]': 3.1, 'generator_real_power_offer[G11]': 3.1, 'generator_real_power_bid[G11]': 0.0}
t-1 | dcopf | 1 | dcopf_generation_redispatch[G12] | G12 | {'dcopf': True, 'ieee_24bus_G04': True} | TRUE | 0 | 0 | 0 | 0 | {'generator_real_power_out[G12]': 0.0, 'generator_real_power_offer[G12]': 0.0, 'generator_real_power_bid[G12]': 0.0}
t-1 | dcopf | 1 | dcopf_generation_redispatch['W@1.1'] | W@1.1 | {'dcopf': True, 'ieee_24bus_G04': True} | TRUE | 0 | 0 | 0 | 0 | {"generator_real_power_out['W@1.1']": 1.2174403273809578, "generator_real_power_offer['W@1.1']": 0.0, "generator_real_power_bid['W@1.1']": 1.7825596726190422}
t-1 | dcopf | 1 | dcopf_generation_redispatch['W@1.2'] | W@1.2 | {'dcopf': True, 'ieee_24bus_G04': True} | TRUE | 0 | 0 | 0 | 0 | {"generator_real_power_out['W@1.2']": 1.2174403273809582, "generator_real_power_offer['W@1.2']": 0.0, "generator_real_power_bid['W@1.2']": 1.7825596726190418}
t-1 | dcopf | 1 | dcopf_generation_redispatch[W@2] | W@2 | {'dcopf': True, 'ieee_24bus_G04': True} | TRUE | 0 | 0 | 0 | 0 | {'generator_real_power_out[W@2]': 1.2000000000000002, 'generator_real_power_offer[W@2]': 0.0, 'generator_real_power_bid[W@2]': 1.7999999999999998}
t-1 | dcopf | 1 | dcopf_generation_redispatch[W@3] | W@3 | {'dcopf': True, 'ieee_24bus_G04': True} | TRUE | 0 | 0 | 0 | 0 | {'generator_real_power_out[W@3]': 1.2174403273809578, 'generator_real_power_offer[W@3]': 0.0, 'generator_real_power_bid[W@3]': 1.7825596726190422}
t-1 | dcopf | 1 | dcopf_generation_redispatch[W@5] | W@5 | {'dcopf': True, 'ieee_24bus_G04': True} | TRUE | 0 | 0 | 0 | 0 | {'generator_real_power_out[W@5]': 1.2000000000000002, 'generator_real_power_offer[W@5]': 0.0, 'generator_real_power_bid[W@5]': 1.7999999999999998}
t-1 | dcopf | 1 | dcopf_generation_redispatch[W@7] | W@7 | {'dcopf': True, 'ieee_24bus_G04': True} | TRUE | 0 | 0 | 0 | 0 | {'generator_real_power_out[W@7]': 1.2000000000000002, 'generator_real_power_offer[W@7]': 0.0, 'generator_real_power_bid[W@7]': 1.7999999999999998}
t-1 | dcopf | 1 | generator_prorata_bid_decompose[G1] | G1 | {'dcopf': True, 'ieee_24bus_G04': True} | TRUE | 0 | 0 | 0 | 0 | {'generator_real_power_bid[G1]': 0.0, 'generator_real_power_bid_nonfirm[G1]': 0.0, 'generator_real_power_bid_firm[G1]': 0.0}
t-1 | dcopf | 1 | generator_prorata_bid_decompose[G2] | G2 | {'dcopf': True, 'ieee_24bus_G04': True} | TRUE | 0 | 0 | 0 | 0 | {'generator_real_power_bid[G2]': 0.0, 'generator_real_power_bid_nonfirm[G2]': 0.0, 'generator_real_power_bid_firm[G2]': 0.0}
t-1 | dcopf | 1 | generator_prorata_bid_decompose[G3] | G3 | {'dcopf': True, 'ieee_24bus_G04': True} | TRUE | 0 | 0 | 0 | 0 | {'generator_real_power_bid[G3]': 0.0, 'generator_real_power_bid_nonfirm[G3]': 0.0, 'generator_real_power_bid_firm[G3]': 0.0}
t-1 | dcopf | 1 | generator_prorata_bid_decompose[G4] | G4 | {'dcopf': True, 'ieee_24bus_G04': True} | TRUE | 0 | 0 | 0 | 0 | {'generator_real_power_bid[G4]': 0.0, 'generator_real_power_bid_nonfirm[G4]': 0.0, 'generator_real_power_bid_firm[G4]': 0.0}
t-1 | dcopf | 1 | generator_prorata_bid_decompose[G5] | G5 | {'dcopf': True, 'ieee_24bus_G04': True} | TRUE | 0 | 0 | 0 | 0 | {'generator_real_power_bid[G5]': 0.0, 'generator_real_power_bid_nonfirm[G5]': 0.0, 'generator_real_power_bid_firm[G5]': 0.0}
t-1 | dcopf | 1 | generator_prorata_bid_decompose[G6] | G6 | {'dcopf': True, 'ieee_24bus_G04': True} | TRUE | 0 | 0 | 0 | 0 | {'generator_real_power_bid[G6]': 0.0, 'generator_real_power_bid_nonfirm[G6]': 0.0, 'generator_real_power_bid_firm[G6]': 0.0}
t-1 | dcopf | 1 | generator_prorata_bid_decompose[G7] | G7 | {'dcopf': True, 'ieee_24bus_G04': True} | TRUE | 0 | 0 | 0 | 0 | {'generator_real_power_bid[G7]': 0.0, 'generator_real_power_bid_nonfirm[G7]': 0.0, 'generator_real_power_bid_firm[G7]': 0.0}
t-1 | dcopf | 1 | generator_prorata_bid_decompose[G8] | G8 | {'dcopf': True, 'ieee_24bus_G04': True} | TRUE | 0 | 0 | 0 | 0 | {'generator_real_power_bid[G8]': 0.0, 'generator_real_power_bid_nonfirm[G8]': 0.0, 'generator_real_power_bid_firm[G8]': 0.0}
t-1 | dcopf | 1 | generator_prorata_bid_decompose[G9] | G9 | {'dcopf': True, 'ieee_24bus_G04': True} | TRUE | 0 | 0 | 0 | 0 | {'generator_real_power_bid[G9]': 0.0, 'generator_real_power_bid_nonfirm[G9]': 0.0, 'generator_real_power_bid_firm[G9]': 0.0}
t-1 | dcopf | 1 | generator_prorata_bid_decompose[G10] | G10 | {'dcopf': True, 'ieee_24bus_G04': True} | TRUE | 0 | 0 | 0 | 0 | {'generator_real_power_bid[G10]': 0.0, 'generator_real_power_bid_nonfirm[G10]': 0.0, 'generator_real_power_bid_firm[G10]': 0.0}
t-1 | dcopf | 1 | generator_prorata_bid_decompose[G11] | G11 | {'dcopf': True, 'ieee_24bus_G04': True} | TRUE | 0 | 0 | 0 | 0 | {'generator_real_power_bid[G11]': 0.0, 'generator_real_power_bid_nonfirm[G11]': 0.0, 'generator_real_power_bid_firm[G11]': 0.0}
t-1 | dcopf | 1 | generator_prorata_bid_decompose[G12] | G12 | {'dcopf': True, 'ieee_24bus_G04': True} | TRUE | 0 | 0 | 0 | 0 | {'generator_real_power_bid[G12]': 0.0, 'generator_real_power_bid_nonfirm[G12]': 0.0, 'generator_real_power_bid_firm[G12]': 0.0}
t-1 | dcopf | 1 | generator_prorata_bid_decompose['W@1.1'] | W@1.1 | {'dcopf': True, 'ieee_24bus_G04': True} | TRUE | 0 | 0 | 0 | 0 | {"generator_real_power_bid['W@1.1']": 1.7825596726190422, "generator_real_power_bid_nonfirm['W@1.1']": 1.7825596726190422, "generator_real_power_bid_firm['W@1.1']": 0.0}
t-1 | dcopf | 1 | generator_prorata_bid_decompose['W@1.2'] | W@1.2 | {'dcopf': True, 'ieee_24bus_G04': True} | TRUE | 0 | 0 | 0 | 0 | {"generator_real_power_bid['W@1.2']": 1.7825596726190418, "generator_real_power_bid_nonfirm['W@1.2']": 1.7825596726190418, "generator_real_power_bid_firm['W@1.2']": 0.0}
t-1 | dcopf | 1 | generator_prorata_bid_decompose[W@2] | W@2 | {'dcopf': True, 'ieee_24bus_G04': True} | TRUE | -2.2204e-16 | 0 | 0 | -2.2204e-16 | {'generator_real_power_bid[W@2]': 1.7999999999999998, 'generator_real_power_bid_nonfirm[W@2]': 1.8, 'generator_real_power_bid_firm[W@2]': 0.0}
t-1 | dcopf | 1 | generator_prorata_bid_decompose[W@3] | W@3 | {'dcopf': True, 'ieee_24bus_G04': True} | TRUE | 0 | 0 | 0 | 0 | {'generator_real_power_bid[W@3]': 1.7825596726190422, 'generator_real_power_bid_nonfirm[W@3]': 1.7825596726190422, 'generator_real_power_bid_firm[W@3]': 0.0}
t-1 | dcopf | 1 | generator_prorata_bid_decompose[W@5] | W@5 | {'dcopf': True, 'ieee_24bus_G04': True} | TRUE | -2.2204e-16 | 0 | 0 | -2.2204e-16 | {'generator_real_power_bid[W@5]': 1.7999999999999998, 'generator_real_power_bid_nonfirm[W@5]': 1.8, 'generator_real_power_bid_firm[W@5]': 0.0}
t-1 | dcopf | 1 | generator_prorata_bid_decompose[W@7] | W@7 | {'dcopf': True, 'ieee_24bus_G04': True} | TRUE | -2.2204e-16 | 0 | 0 | -2.2204e-16 | {'generator_real_power_bid[W@7]': 1.7999999999999998, 'generator_real_power_bid_nonfirm[W@7]': 1.8, 'generator_real_power_bid_firm[W@7]': 0.0}
t-1 | dcopf | 1 | generator_prorata_offer_bigM['W@1.1'] | W@1.1 | {'dcopf': True, 'ieee_24bus_G04': True} | TRUE | 0 |  | 0 | 0 | {"generator_real_power_offer['W@1.1']": 0.0, "generator_offer_indicator['W@1.1']": 0.0}
t-1 | dcopf | 1 | generator_prorata_offer_bigM['W@1.2'] | W@1.2 | {'dcopf': True, 'ieee_24bus_G04': True} | TRUE | 0 |  | 0 | 0 | {"generator_real_power_offer['W@1.2']": 0.0, "generator_offer_indicator['W@1.2']": 0.0}
t-1 | dcopf | 1 | generator_prorata_offer_bigM[W@2] | W@2 | {'dcopf': True, 'ieee_24bus_G04': True} | TRUE | 0 |  | 0 | 0 | {'generator_real_power_offer[W@2]': 0.0, 'generator_offer_indicator[W@2]': 0.0}
t-1 | dcopf | 1 | generator_prorata_offer_bigM[W@3] | W@3 | {'dcopf': True, 'ieee_24bus_G04': True} | TRUE | 0 |  | 0 | 0 | {'generator_real_power_offer[W@3]': 0.0, 'generator_offer_indicator[W@3]': 0.0}
t-1 | dcopf | 1 | generator_prorata_offer_bigM[W@5] | W@5 | {'dcopf': True, 'ieee_24bus_G04': True} | TRUE | 0 |  | 0 | 0 | {'generator_real_power_offer[W@5]': 0.0, 'generator_offer_indicator[W@5]': 0.0}
t-1 | dcopf | 1 | generator_prorata_offer_bigM[W@7] | W@7 | {'dcopf': True, 'ieee_24bus_G04': True} | TRUE | 0 |  | 0 | 0 | {'generator_real_power_offer[W@7]': 0.0, 'generator_offer_indicator[W@7]': 0.0}
t-1 | dcopf | 1 | generator_prorata_bid_bigM['W@1.1'] | W@1.1 | {'dcopf': True, 'ieee_24bus_G04': True} | TRUE | -1.2174 |  | 0 | 1.2174 | {"generator_real_power_bid_firm['W@1.1']": 0.0, "generator_real_power_bid_nonfirm['W@1.1']": 1.7825596726190422, "generator_offer_indicator['W@1.1']": 0.0}
t-1 | dcopf | 1 | generator_prorata_bid_bigM['W@1.2'] | W@1.2 | {'dcopf': True, 'ieee_24bus_G04': True} | TRUE | -1.2174 |  | 0 | 1.2174 | {"generator_real_power_bid_firm['W@1.2']": 0.0, "generator_real_power_bid_nonfirm['W@1.2']": 1.7825596726190418, "generator_offer_indicator['W@1.2']": 0.0}
t-1 | dcopf | 1 | generator_prorata_bid_bigM[W@2] | W@2 | {'dcopf': True, 'ieee_24bus_G04': True} | TRUE | -1.2 |  | 0 | 1.2 | {'generator_real_power_bid_firm[W@2]': 0.0, 'generator_real_power_bid_nonfirm[W@2]': 1.8, 'generator_offer_indicator[W@2]': 0.0}
t-1 | dcopf | 1 | generator_prorata_bid_bigM[W@3] | W@3 | {'dcopf': True, 'ieee_24bus_G04': True} | TRUE | -1.2174 |  | 0 | 1.2174 | {'generator_real_power_bid_firm[W@3]': 0.0, 'generator_real_power_bid_nonfirm[W@3]': 1.7825596726190422, 'generator_offer_indicator[W@3]': 0.0}
t-1 | dcopf | 1 | generator_prorata_bid_bigM[W@5] | W@5 | {'dcopf': True, 'ieee_24bus_G04': True} | TRUE | -1.2 |  | 0 | 1.2 | {'generator_real_power_bid_firm[W@5]': 0.0, 'generator_real_power_bid_nonfirm[W@5]': 1.8, 'generator_offer_indicator[W@5]': 0.0}
t-1 | dcopf | 1 | generator_prorata_bid_bigM[W@7] | W@7 | {'dcopf': True, 'ieee_24bus_G04': True} | TRUE | -1.2 |  | 0 | 1.2 | {'generator_real_power_bid_firm[W@7]': 0.0, 'generator_real_power_bid_nonfirm[W@7]': 1.8, 'generator_offer_indicator[W@7]': 0.0}
t-1 | dcopf | 1 | generator_prorata_no_offer_when_curtailed['W@1.1'] | W@1.1 | {'dcopf': True, 'ieee_24bus_G04': True} | TRUE | 0.59419 |  | 1 | 0.40581 | {"generator_offer_indicator['W@1.1']": 0.0, "generator_prorata_curtailment['W@1.1']": 0.5941865575396807}
t-1 | dcopf | 1 | generator_prorata_no_offer_when_curtailed['W@1.2'] | W@1.2 | {'dcopf': True, 'ieee_24bus_G04': True} | TRUE | 0.59419 |  | 1 | 0.40581 | {"generator_offer_indicator['W@1.2']": 0.0, "generator_prorata_curtailment['W@1.2']": 0.5941865575396806}
t-1 | dcopf | 1 | generator_prorata_no_offer_when_curtailed[W@2] | W@2 | {'dcopf': True, 'ieee_24bus_G04': True} | TRUE | 0.6 |  | 1 | 0.4 | {'generator_offer_indicator[W@2]': 0.0, 'generator_prorata_curtailment[W@2]': 0.6}
t-1 | dcopf | 1 | generator_prorata_no_offer_when_curtailed[W@3] | W@3 | {'dcopf': True, 'ieee_24bus_G04': True} | TRUE | 0.59419 |  | 1 | 0.40581 | {'generator_offer_indicator[W@3]': 0.0, 'generator_prorata_curtailment[W@3]': 0.5941865575396807}
t-1 | dcopf | 1 | generator_prorata_no_offer_when_curtailed[W@5] | W@5 | {'dcopf': True, 'ieee_24bus_G04': True} | TRUE | 0.6 |  | 1 | 0.4 | {'generator_offer_indicator[W@5]': 0.0, 'generator_prorata_curtailment[W@5]': 0.6}
t-1 | dcopf | 1 | generator_prorata_no_offer_when_curtailed[W@7] | W@7 | {'dcopf': True, 'ieee_24bus_G04': True} | TRUE | 0.6 |  | 1 | 0.4 | {'generator_offer_indicator[W@7]': 0.0, 'generator_prorata_curtailment[W@7]': 0.6}
t-1 | dcopf | 1 | generation_prorata_curtailment_LB['W@1.1'] | W@1.1 | {'dcopf': True, 'ieee_24bus_G04': True} | TRUE | 0 |  | 0 | 0 | {"generator_prorata_curtailment['W@1.1']": 0.5941865575396807, "generator_real_power_bid_nonfirm['W@1.1']": 1.7825596726190422, "generator_real_power_bid_firm['W@1.1']": 0.0}
t-1 | dcopf | 1 | generation_prorata_curtailment_LB['W@1.2'] | W@1.2 | {'dcopf': True, 'ieee_24bus_G04': True} | TRUE | 0 |  | 0 | 0 | {"generator_prorata_curtailment['W@1.2']": 0.5941865575396806, "generator_real_power_bid_nonfirm['W@1.2']": 1.7825596726190418, "generator_real_power_bid_firm['W@1.2']": 0.0}
t-1 | dcopf | 1 | generation_prorata_curtailment_LB[W@2] | W@2 | {'dcopf': True, 'ieee_24bus_G04': True} | TRUE | -2.2204e-16 |  | 0 | 2.2204e-16 | {'generator_prorata_curtailment[W@2]': 0.6, 'generator_real_power_bid_nonfirm[W@2]': 1.8, 'generator_real_power_bid_firm[W@2]': 0.0}
t-1 | dcopf | 1 | generation_prorata_curtailment_LB[W@3] | W@3 | {'dcopf': True, 'ieee_24bus_G04': True} | TRUE | 0 |  | 0 | 0 | {'generator_prorata_curtailment[W@3]': 0.5941865575396807, 'generator_real_power_bid_nonfirm[W@3]': 1.7825596726190422, 'generator_real_power_bid_firm[W@3]': 0.0}
t-1 | dcopf | 1 | generation_prorata_curtailment_LB[W@5] | W@5 | {'dcopf': True, 'ieee_24bus_G04': True} | TRUE | -2.2204e-16 |  | 0 | 2.2204e-16 | {'generator_prorata_curtailment[W@5]': 0.6, 'generator_real_power_bid_nonfirm[W@5]': 1.8, 'generator_real_power_bid_firm[W@5]': 0.0}
t-1 | dcopf | 1 | generation_prorata_curtailment_LB[W@7] | W@7 | {'dcopf': True, 'ieee_24bus_G04': True} | TRUE | -2.2204e-16 |  | 0 | 2.2204e-16 | {'generator_prorata_curtailment[W@7]': 0.6, 'generator_real_power_bid_nonfirm[W@7]': 1.8, 'generator_real_power_bid_firm[W@7]': 0.0}
t-1 | dcopf | 1 | generation_prorata_curtailment_UB['W@1.1'] | W@1.1 | {'dcopf': True, 'ieee_24bus_G04': True} | TRUE | 0 |  | 0 | 0 | {"generator_real_power_bid_nonfirm['W@1.1']": 1.7825596726190422, "generator_real_power_bid_firm['W@1.1']": 0.0, "generator_prorata_curtailment['W@1.1']": 0.5941865575396807, "generator_commitment['W@1.1']": 1.0}
t-1 | dcopf | 1 | generation_prorata_curtailment_UB['W@1.2'] | W@1.2 | {'dcopf': True, 'ieee_24bus_G04': True} | TRUE | 0 |  | 0 | 0 | {"generator_real_power_bid_nonfirm['W@1.2']": 1.7825596726190418, "generator_real_power_bid_firm['W@1.2']": 0.0, "generator_prorata_curtailment['W@1.2']": 0.5941865575396806, "generator_commitment['W@1.2']": 1.0}
t-1 | dcopf | 1 | generation_prorata_curtailment_UB[W@2] | W@2 | {'dcopf': True, 'ieee_24bus_G04': True} | TRUE | 2.2204e-16 |  | 0 | -2.2204e-16 | {'generator_real_power_bid_nonfirm[W@2]': 1.8, 'generator_real_power_bid_firm[W@2]': 0.0, 'generator_prorata_curtailment[W@2]': 0.6, 'generator_commitment[W@2]': 1.0}
t-1 | dcopf | 1 | generation_prorata_curtailment_UB[W@3] | W@3 | {'dcopf': True, 'ieee_24bus_G04': True} | TRUE | 0 |  | 0 | 0 | {'generator_real_power_bid_nonfirm[W@3]': 1.7825596726190422, 'generator_real_power_bid_firm[W@3]': 0.0, 'generator_prorata_curtailment[W@3]': 0.5941865575396807, 'generator_commitment[W@3]': 1.0}
t-1 | dcopf | 1 | generation_prorata_curtailment_UB[W@5] | W@5 | {'dcopf': True, 'ieee_24bus_G04': True} | TRUE | 2.2204e-16 |  | 0 | -2.2204e-16 | {'generator_real_power_bid_nonfirm[W@5]': 1.8, 'generator_real_power_bid_firm[W@5]': 0.0, 'generator_prorata_curtailment[W@5]': 0.6, 'generator_commitment[W@5]': 1.0}
t-1 | dcopf | 1 | generation_prorata_curtailment_UB[W@7] | W@7 | {'dcopf': True, 'ieee_24bus_G04': True} | TRUE | 2.2204e-16 |  | 0 | -2.2204e-16 | {'generator_real_power_bid_nonfirm[W@7]': 1.8, 'generator_real_power_bid_firm[W@7]': 0.0, 'generator_prorata_curtailment[W@7]': 0.6, 'generator_commitment[W@7]': 1.0}
t-1 | dcopf | 1 | generation_prorata_curtailment_piecewise_logic_firm[G1] | G1 | {'dcopf': True, 'ieee_24bus_G04': True} | TRUE | 0 |  | 1.52 | 1.52 | {'generator_real_power_bid_firm[G1]': 0.0}
t-1 | dcopf | 1 | generation_prorata_curtailment_piecewise_logic_firm[G2] | G2 | {'dcopf': True, 'ieee_24bus_G04': True} | TRUE | 0 |  | 1.52 | 1.52 | {'generator_real_power_bid_firm[G2]': 0.0}
t-1 | dcopf | 1 | generation_prorata_curtailment_piecewise_logic_firm[G3] | G3 | {'dcopf': True, 'ieee_24bus_G04': True} | TRUE | 0 |  | 3.5 | 3.5 | {'generator_real_power_bid_firm[G3]': 0.0}
t-1 | dcopf | 1 | generation_prorata_curtailment_piecewise_logic_firm[G4] | G4 | {'dcopf': True, 'ieee_24bus_G04': True} | TRUE | 0 |  | 5.91 | 5.91 | {'generator_real_power_bid_firm[G4]': 0.0}
t-1 | dcopf | 1 | generation_prorata_curtailment_piecewise_logic_firm[G5] | G5 | {'dcopf': True, 'ieee_24bus_G04': True} | TRUE | 0 |  | 0.6 | 0.6 | {'generator_real_power_bid_firm[G5]': 0.0}
t-1 | dcopf | 1 | generation_prorata_curtailment_piecewise_logic_firm[G6] | G6 | {'dcopf': True, 'ieee_24bus_G04': True} | TRUE | 0 |  | 1.55 | 1.55 | {'generator_real_power_bid_firm[G6]': 0.0}
t-1 | dcopf | 1 | generation_prorata_curtailment_piecewise_logic_firm[G7] | G7 | {'dcopf': True, 'ieee_24bus_G04': True} | TRUE | 0 |  | 1.55 | 1.55 | {'generator_real_power_bid_firm[G7]': 0.0}
t-1 | dcopf | 1 | generation_prorata_curtailment_piecewise_logic_firm[G8] | G8 | {'dcopf': True, 'ieee_24bus_G04': True} | TRUE | 0 |  | 4 | 4 | {'generator_real_power_bid_firm[G8]': 0.0}
t-1 | dcopf | 1 | generation_prorata_curtailment_piecewise_logic_firm[G9] | G9 | {'dcopf': True, 'ieee_24bus_G04': True} | TRUE | 0 |  | 4 | 4 | {'generator_real_power_bid_firm[G9]': 0.0}
t-1 | dcopf | 1 | generation_prorata_curtailment_piecewise_logic_firm[G10] | G10 | {'dcopf': True, 'ieee_24bus_G04': True} | TRUE | 0 |  | 3 | 3 | {'generator_real_power_bid_firm[G10]': 0.0}
t-1 | dcopf | 1 | generation_prorata_curtailment_piecewise_logic_firm[G11] | G11 | {'dcopf': True, 'ieee_24bus_G04': True} | TRUE | 0 |  | 3.1 | 3.1 | {'generator_real_power_bid_firm[G11]': 0.0}
t-1 | dcopf | 1 | generation_prorata_curtailment_piecewise_logic_firm[G12] | G12 | {'dcopf': True, 'ieee_24bus_G04': True} | TRUE | 0 |  | 3.5 | 3.5 | {'generator_real_power_bid_firm[G12]': 0.0}
t-1 | dcopf | 1 | generation_prorata_curtailment_piecewise_logic_firm['W@1.1'] | W@1.1 | {'dcopf': True, 'ieee_24bus_G04': True} | TRUE | 0 |  | 1.2 | 1.2 | {"generator_real_power_bid_firm['W@1.1']": 0.0}
t-1 | dcopf | 1 | generation_prorata_curtailment_piecewise_logic_firm['W@1.2'] | W@1.2 | {'dcopf': True, 'ieee_24bus_G04': True} | TRUE | 0 |  | 1.2 | 1.2 | {"generator_real_power_bid_firm['W@1.2']": 0.0}
t-1 | dcopf | 1 | generation_prorata_curtailment_piecewise_logic_firm[W@2] | W@2 | {'dcopf': True, 'ieee_24bus_G04': True} | TRUE | 0 |  | 1.2 | 1.2 | {'generator_real_power_bid_firm[W@2]': 0.0}
t-1 | dcopf | 1 | generation_prorata_curtailment_piecewise_logic_firm[W@3] | W@3 | {'dcopf': True, 'ieee_24bus_G04': True} | TRUE | 0 |  | 1.2 | 1.2 | {'generator_real_power_bid_firm[W@3]': 0.0}
t-1 | dcopf | 1 | generation_prorata_curtailment_piecewise_logic_firm[W@5] | W@5 | {'dcopf': True, 'ieee_24bus_G04': True} | TRUE | 0 |  | 1.2 | 1.2 | {'generator_real_power_bid_firm[W@5]': 0.0}
t-1 | dcopf | 1 | generation_prorata_curtailment_piecewise_logic_firm[W@7] | W@7 | {'dcopf': True, 'ieee_24bus_G04': True} | TRUE | 0 |  | 1.2 | 1.2 | {'generator_real_power_bid_firm[W@7]': 0.0}
t-1 | dcopf | 1 | generation_prorata_curtailment_piecewise_logic_firm_UB[G1] | G1 | {'dcopf': True, 'ieee_24bus_G04': True} | TRUE | 0 |  | 0 | 0 | {'generator_real_power_bid_nonfirm[G1]': 0.0, 'generator_precurtailment_beyond_firm[G1]': 0}
t-1 | dcopf | 1 | generation_prorata_curtailment_piecewise_logic_firm_UB[G2] | G2 | {'dcopf': True, 'ieee_24bus_G04': True} | TRUE | 0 |  | 0 | 0 | {'generator_real_power_bid_nonfirm[G2]': 0.0, 'generator_precurtailment_beyond_firm[G2]': 0}
t-1 | dcopf | 1 | generation_prorata_curtailment_piecewise_logic_firm_UB[G3] | G3 | {'dcopf': True, 'ieee_24bus_G04': True} | TRUE | 0 |  | 0 | 0 | {'generator_real_power_bid_nonfirm[G3]': 0.0, 'generator_precurtailment_beyond_firm[G3]': 0}
t-1 | dcopf | 1 | generation_prorata_curtailment_piecewise_logic_firm_UB[G4] | G4 | {'dcopf': True, 'ieee_24bus_G04': True} | TRUE | 0 |  | 0 | 0 | {'generator_real_power_bid_nonfirm[G4]': 0.0, 'generator_precurtailment_beyond_firm[G4]': 0}
t-1 | dcopf | 1 | generation_prorata_curtailment_piecewise_logic_firm_UB[G5] | G5 | {'dcopf': True, 'ieee_24bus_G04': True} | TRUE | 0 |  | 0 | 0 | {'generator_real_power_bid_nonfirm[G5]': 0.0, 'generator_precurtailment_beyond_firm[G5]': 0}
t-1 | dcopf | 1 | generation_prorata_curtailment_piecewise_logic_firm_UB[G6] | G6 | {'dcopf': True, 'ieee_24bus_G04': True} | TRUE | 0 |  | 0 | 0 | {'generator_real_power_bid_nonfirm[G6]': 0.0, 'generator_precurtailment_beyond_firm[G6]': 0}
t-1 | dcopf | 1 | generation_prorata_curtailment_piecewise_logic_firm_UB[G7] | G7 | {'dcopf': True, 'ieee_24bus_G04': True} | TRUE | 0 |  | 0 | 0 | {'generator_real_power_bid_nonfirm[G7]': 0.0, 'generator_precurtailment_beyond_firm[G7]': 0}
t-1 | dcopf | 1 | generation_prorata_curtailment_piecewise_logic_firm_UB[G8] | G8 | {'dcopf': True, 'ieee_24bus_G04': True} | TRUE | -3 |  | 0 | 3 | {'generator_real_power_bid_nonfirm[G8]': 0.0, 'generator_precurtailment_beyond_firm[G8]': 0}
t-1 | dcopf | 1 | generation_prorata_curtailment_piecewise_logic_firm_UB[G9] | G9 | {'dcopf': True, 'ieee_24bus_G04': True} | TRUE | 0 |  | 0 | 0 | {'generator_real_power_bid_nonfirm[G9]': 0.0, 'generator_precurtailment_beyond_firm[G9]': 1}
t-1 | dcopf | 1 | generation_prorata_curtailment_piecewise_logic_firm_UB[G10] | G10 | {'dcopf': True, 'ieee_24bus_G04': True} | TRUE | 0 |  | 0 | 0 | {'generator_real_power_bid_nonfirm[G10]': 0.0, 'generator_precurtailment_beyond_firm[G10]': 0}
t-1 | dcopf | 1 | generation_prorata_curtailment_piecewise_logic_firm_UB[G11] | G11 | {'dcopf': True, 'ieee_24bus_G04': True} | TRUE | 0 |  | 0 | 0 | {'generator_real_power_bid_nonfirm[G11]': 0.0, 'generator_precurtailment_beyond_firm[G11]': 0}
t-1 | dcopf | 1 | generation_prorata_curtailment_piecewise_logic_firm_UB[G12] | G12 | {'dcopf': True, 'ieee_24bus_G04': True} | TRUE | 0 |  | 0 | 0 | {'generator_real_power_bid_nonfirm[G12]': 0.0, 'generator_precurtailment_beyond_firm[G12]': 0}
t-1 | dcopf | 1 | generation_prorata_curtailment_piecewise_logic_firm_UB['W@1.1'] | W@1.1 | {'dcopf': True, 'ieee_24bus_G04': True} | TRUE | -0.01744 |  | 0 | 0.01744 | {"generator_real_power_bid_nonfirm['W@1.1']": 1.7825596726190422, "generator_precurtailment_beyond_firm['W@1.1']": 1}
t-1 | dcopf | 1 | generation_prorata_curtailment_piecewise_logic_firm_UB['W@1.2'] | W@1.2 | {'dcopf': True, 'ieee_24bus_G04': True} | TRUE | -0.01744 |  | 0 | 0.01744 | {"generator_real_power_bid_nonfirm['W@1.2']": 1.7825596726190418, "generator_precurtailment_beyond_firm['W@1.2']": 1}
t-1 | dcopf | 1 | generation_prorata_curtailment_piecewise_logic_firm_UB[W@2] | W@2 | {'dcopf': True, 'ieee_24bus_G04': True} | TRUE | 0 |  | 0 | 0 | {'generator_real_power_bid_nonfirm[W@2]': 1.8, 'generator_precurtailment_beyond_firm[W@2]': 1}
t-1 | dcopf | 1 | generation_prorata_curtailment_piecewise_logic_firm_UB[W@3] | W@3 | {'dcopf': True, 'ieee_24bus_G04': True} | TRUE | -0.01744 |  | 0 | 0.01744 | {'generator_real_power_bid_nonfirm[W@3]': 1.7825596726190422, 'generator_precurtailment_beyond_firm[W@3]': 1}
t-1 | dcopf | 1 | generation_prorata_curtailment_piecewise_logic_firm_UB[W@5] | W@5 | {'dcopf': True, 'ieee_24bus_G04': True} | TRUE | 0 |  | 0 | 0 | {'generator_real_power_bid_nonfirm[W@5]': 1.8, 'generator_precurtailment_beyond_firm[W@5]': 1}
t-1 | dcopf | 1 | generation_prorata_curtailment_piecewise_logic_firm_UB[W@7] | W@7 | {'dcopf': True, 'ieee_24bus_G04': True} | TRUE | 0 |  | 0 | 0 | {'generator_real_power_bid_nonfirm[W@7]': 1.8, 'generator_precurtailment_beyond_firm[W@7]': 1}
t-1 | dcopf | 1 | generation_prorata_curtailment_piecewise_logic_firm_zero[G1] | G1 | {'dcopf': True, 'ieee_24bus_G04': True} | TRUE | 0 |  | 0 | 0 | {'generator_real_power_bid_nonfirm[G1]': 0.0, 'generator_precurtailment_beyond_firm[G1]': 0}
t-1 | dcopf | 1 | generation_prorata_curtailment_piecewise_logic_firm_zero[G2] | G2 | {'dcopf': True, 'ieee_24bus_G04': True} | TRUE | 0 |  | 0 | 0 | {'generator_real_power_bid_nonfirm[G2]': 0.0, 'generator_precurtailment_beyond_firm[G2]': 0}
t-1 | dcopf | 1 | generation_prorata_curtailment_piecewise_logic_firm_zero[G3] | G3 | {'dcopf': True, 'ieee_24bus_G04': True} | TRUE | 0 |  | 0 | 0 | {'generator_real_power_bid_nonfirm[G3]': 0.0, 'generator_precurtailment_beyond_firm[G3]': 0}
t-1 | dcopf | 1 | generation_prorata_curtailment_piecewise_logic_firm_zero[G4] | G4 | {'dcopf': True, 'ieee_24bus_G04': True} | TRUE | 0 |  | 0 | 0 | {'generator_real_power_bid_nonfirm[G4]': 0.0, 'generator_precurtailment_beyond_firm[G4]': 0}
t-1 | dcopf | 1 | generation_prorata_curtailment_piecewise_logic_firm_zero[G5] | G5 | {'dcopf': True, 'ieee_24bus_G04': True} | TRUE | 0 |  | 0 | 0 | {'generator_real_power_bid_nonfirm[G5]': 0.0, 'generator_precurtailment_beyond_firm[G5]': 0}
t-1 | dcopf | 1 | generation_prorata_curtailment_piecewise_logic_firm_zero[G6] | G6 | {'dcopf': True, 'ieee_24bus_G04': True} | TRUE | 0 |  | 0 | 0 | {'generator_real_power_bid_nonfirm[G6]': 0.0, 'generator_precurtailment_beyond_firm[G6]': 0}
t-1 | dcopf | 1 | generation_prorata_curtailment_piecewise_logic_firm_zero[G7] | G7 | {'dcopf': True, 'ieee_24bus_G04': True} | TRUE | 0 |  | 0 | 0 | {'generator_real_power_bid_nonfirm[G7]': 0.0, 'generator_precurtailment_beyond_firm[G7]': 0}
t-1 | dcopf | 1 | generation_prorata_curtailment_piecewise_logic_firm_zero[G8] | G8 | {'dcopf': True, 'ieee_24bus_G04': True} | TRUE | 0 |  | 0 | 0 | {'generator_real_power_bid_nonfirm[G8]': 0.0, 'generator_precurtailment_beyond_firm[G8]': 0}
t-1 | dcopf | 1 | generation_prorata_curtailment_piecewise_logic_firm_zero[G9] | G9 | {'dcopf': True, 'ieee_24bus_G04': True} | TRUE | -4 |  | 0 | 4 | {'generator_real_power_bid_nonfirm[G9]': 0.0, 'generator_precurtailment_beyond_firm[G9]': 1}
t-1 | dcopf | 1 | generation_prorata_curtailment_piecewise_logic_firm_zero[G10] | G10 | {'dcopf': True, 'ieee_24bus_G04': True} | TRUE | 0 |  | 0 | 0 | {'generator_real_power_bid_nonfirm[G10]': 0.0, 'generator_precurtailment_beyond_firm[G10]': 0}
t-1 | dcopf | 1 | generation_prorata_curtailment_piecewise_logic_firm_zero[G11] | G11 | {'dcopf': True, 'ieee_24bus_G04': True} | TRUE | 0 |  | 0 | 0 | {'generator_real_power_bid_nonfirm[G11]': 0.0, 'generator_precurtailment_beyond_firm[G11]': 0}
t-1 | dcopf | 1 | generation_prorata_curtailment_piecewise_logic_firm_zero[G12] | G12 | {'dcopf': True, 'ieee_24bus_G04': True} | TRUE | 0 |  | 0 | 0 | {'generator_real_power_bid_nonfirm[G12]': 0.0, 'generator_precurtailment_beyond_firm[G12]': 0}
t-1 | dcopf | 1 | generation_prorata_curtailment_piecewise_logic_firm_zero['W@1.1'] | W@1.1 | {'dcopf': True, 'ieee_24bus_G04': True} | TRUE | -1.2174 |  | 0 | 1.2174 | {"generator_real_power_bid_nonfirm['W@1.1']": 1.7825596726190422, "generator_precurtailment_beyond_firm['W@1.1']": 1}
t-1 | dcopf | 1 | generation_prorata_curtailment_piecewise_logic_firm_zero['W@1.2'] | W@1.2 | {'dcopf': True, 'ieee_24bus_G04': True} | TRUE | -1.2174 |  | 0 | 1.2174 | {"generator_real_power_bid_nonfirm['W@1.2']": 1.7825596726190418, "generator_precurtailment_beyond_firm['W@1.2']": 1}
t-1 | dcopf | 1 | generation_prorata_curtailment_piecewise_logic_firm_zero[W@2] | W@2 | {'dcopf': True, 'ieee_24bus_G04': True} | TRUE | -1.2 |  | 0 | 1.2 | {'generator_real_power_bid_nonfirm[W@2]': 1.8, 'generator_precurtailment_beyond_firm[W@2]': 1}
t-1 | dcopf | 1 | generation_prorata_curtailment_piecewise_logic_firm_zero[W@3] | W@3 | {'dcopf': True, 'ieee_24bus_G04': True} | TRUE | -1.2174 |  | 0 | 1.2174 | {'generator_real_power_bid_nonfirm[W@3]': 1.7825596726190422, 'generator_precurtailment_beyond_firm[W@3]': 1}
t-1 | dcopf | 1 | generation_prorata_curtailment_piecewise_logic_firm_zero[W@5] | W@5 | {'dcopf': True, 'ieee_24bus_G04': True} | TRUE | -1.2 |  | 0 | 1.2 | {'generator_real_power_bid_nonfirm[W@5]': 1.8, 'generator_precurtailment_beyond_firm[W@5]': 1}
t-1 | dcopf | 1 | generation_prorata_curtailment_piecewise_logic_firm_zero[W@7] | W@7 | {'dcopf': True, 'ieee_24bus_G04': True} | TRUE | -1.2 |  | 0 | 1.2 | {'generator_real_power_bid_nonfirm[W@7]': 1.8, 'generator_precurtailment_beyond_firm[W@7]': 1}
t-1 | dcopf | 1 | generator_prorata_curtailment_proportion_LB['W@1.1',South] | ('W@1.1', 'South') | {'dcopf': True, 'ieee_24bus_G04': True} | TRUE | 0 |  | 0 | 0 | {'gen_prorata_group_curtailment[South]': 0.5941865575396807, "generator_prorata_curtailment['W@1.1']": 0.5941865575396807}
t-1 | dcopf | 1 | generator_prorata_curtailment_proportion_LB['W@1.1','13'] | ('W@1.1', '13') | {'dcopf': True, 'ieee_24bus_G04': True} | TRUE | 0 |  | 0 | 0 | {"gen_prorata_group_curtailment['13']": 0.5941865575396807, "generator_prorata_curtailment['W@1.1']": 0.5941865575396807}
t-1 | dcopf | 1 | generator_prorata_curtailment_proportion_LB['W@1.2',South] | ('W@1.2', 'South') | {'dcopf': True, 'ieee_24bus_G04': True} | TRUE | 1.1102e-16 |  | 0 | -1.1102e-16 | {'gen_prorata_group_curtailment[South]': 0.5941865575396807, "generator_prorata_curtailment['W@1.2']": 0.5941865575396806}
t-1 | dcopf | 1 | generator_prorata_curtailment_proportion_LB['W@1.2','13'] | ('W@1.2', '13') | {'dcopf': True, 'ieee_24bus_G04': True} | TRUE | 1.1102e-16 |  | 0 | -1.1102e-16 | {"gen_prorata_group_curtailment['13']": 0.5941865575396807, "generator_prorata_curtailment['W@1.2']": 0.5941865575396806}
t-1 | dcopf | 1 | generator_prorata_curtailment_proportion_LB[W@2,South] | ('W@2', 'South') | {'dcopf': True, 'ieee_24bus_G04': True} | TRUE | -0.0058134 |  | 0 | 0.0058134 | {'gen_prorata_group_curtailment[South]': 0.5941865575396807, 'generator_prorata_curtailment[W@2]': 0.6}
t-1 | dcopf | 1 | generator_prorata_curtailment_proportion_LB[W@2,'257'] | ('W@2', '257') | {'dcopf': True, 'ieee_24bus_G04': True} | TRUE | 0 |  | 0 | 0 | {"gen_prorata_group_curtailment['257']": 0.6, 'generator_prorata_curtailment[W@2]': 0.6}
t-1 | dcopf | 1 | generator_prorata_curtailment_proportion_LB[W@2,'2357'] | ('W@2', '2357') | {'dcopf': True, 'ieee_24bus_G04': True} | TRUE | -0.6 |  | 0 | 0.6 | {"gen_prorata_group_curtailment['2357']": 0.0, 'generator_prorata_curtailment[W@2]': 0.6}
t-1 | dcopf | 1 | generator_prorata_curtailment_proportion_LB[W@3,South] | ('W@3', 'South') | {'dcopf': True, 'ieee_24bus_G04': True} | TRUE | 0 |  | 0 | 0 | {'gen_prorata_group_curtailment[South]': 0.5941865575396807, 'generator_prorata_curtailment[W@3]': 0.5941865575396807}
t-1 | dcopf | 1 | generator_prorata_curtailment_proportion_LB[W@3,'13'] | ('W@3', '13') | {'dcopf': True, 'ieee_24bus_G04': True} | TRUE | 0 |  | 0 | 0 | {"gen_prorata_group_curtailment['13']": 0.5941865575396807, 'generator_prorata_curtailment[W@3]': 0.5941865575396807}
t-1 | dcopf | 1 | generator_prorata_curtailment_proportion_LB[W@3,'2357'] | ('W@3', '2357') | {'dcopf': True, 'ieee_24bus_G04': True} | TRUE | -0.59419 |  | 0 | 0.59419 | {"gen_prorata_group_curtailment['2357']": 0.0, 'generator_prorata_curtailment[W@3]': 0.5941865575396807}
t-1 | dcopf | 1 | generator_prorata_curtailment_proportion_LB[W@5,South] | ('W@5', 'South') | {'dcopf': True, 'ieee_24bus_G04': True} | TRUE | -0.0058134 |  | 0 | 0.0058134 | {'gen_prorata_group_curtailment[South]': 0.5941865575396807, 'generator_prorata_curtailment[W@5]': 0.6}
t-1 | dcopf | 1 | generator_prorata_curtailment_proportion_LB[W@5,'257'] | ('W@5', '257') | {'dcopf': True, 'ieee_24bus_G04': True} | TRUE | 0 |  | 0 | 0 | {"gen_prorata_group_curtailment['257']": 0.6, 'generator_prorata_curtailment[W@5]': 0.6}
t-1 | dcopf | 1 | generator_prorata_curtailment_proportion_LB[W@5,'2357'] | ('W@5', '2357') | {'dcopf': True, 'ieee_24bus_G04': True} | TRUE | -0.6 |  | 0 | 0.6 | {"gen_prorata_group_curtailment['2357']": 0.0, 'generator_prorata_curtailment[W@5]': 0.6}
t-1 | dcopf | 1 | generator_prorata_curtailment_proportion_LB[W@7,South] | ('W@7', 'South') | {'dcopf': True, 'ieee_24bus_G04': True} | TRUE | -0.0058134 |  | 0 | 0.0058134 | {'gen_prorata_group_curtailment[South]': 0.5941865575396807, 'generator_prorata_curtailment[W@7]': 0.6}
t-1 | dcopf | 1 | generator_prorata_curtailment_proportion_LB[W@7,'257'] | ('W@7', '257') | {'dcopf': True, 'ieee_24bus_G04': True} | TRUE | 0 |  | 0 | 0 | {"gen_prorata_group_curtailment['257']": 0.6, 'generator_prorata_curtailment[W@7]': 0.6}
t-1 | dcopf | 1 | generator_prorata_curtailment_proportion_LB[W@7,'2357'] | ('W@7', '2357') | {'dcopf': True, 'ieee_24bus_G04': True} | TRUE | -0.6 |  | 0 | 0.6 | {"gen_prorata_group_curtailment['2357']": 0.0, 'generator_prorata_curtailment[W@7]': 0.6}
t-1 | dcopf | 1 | generator_prorata_curtailment_proportion_UB['W@1.1',South] | ('W@1.1', 'South') | {'dcopf': True, 'ieee_24bus_G04': True} | TRUE | 0 |  | 0 | 0 | {"generator_prorata_curtailment['W@1.1']": 0.5941865575396807, "generator_active_prorata_group['W@1.1',South]": 1.0, 'gen_prorata_group_curtailment[South]': 0.5941865575396807}
t-1 | dcopf | 1 | generator_prorata_curtailment_proportion_UB['W@1.1','13'] | ('W@1.1', '13') | {'dcopf': True, 'ieee_24bus_G04': True} | TRUE | -1 |  | 0 | 1 | {"generator_prorata_curtailment['W@1.1']": 0.5941865575396807, "generator_active_prorata_group['W@1.1','13']": -0.0, "gen_prorata_group_curtailment['13']": 0.5941865575396807}
t-1 | dcopf | 1 | generator_prorata_curtailment_proportion_UB['W@1.2',South] | ('W@1.2', 'South') | {'dcopf': True, 'ieee_24bus_G04': True} | TRUE | -1 |  | 0 | 1 | {"generator_prorata_curtailment['W@1.2']": 0.5941865575396806, "generator_active_prorata_group['W@1.2',South]": -1.9984014443252818e-15, 'gen_prorata_group_curtailment[South]': 0.5941865575396807}
t-1 | dcopf | 1 | generator_prorata_curtailment_proportion_UB['W@1.2','13'] | ('W@1.2', '13') | {'dcopf': True, 'ieee_24bus_G04': True} | TRUE | 1.8874e-15 |  | 0 | -1.8874e-15 | {"generator_prorata_curtailment['W@1.2']": 0.5941865575396806, "generator_active_prorata_group['W@1.2','13']": 1.000000000000002, "gen_prorata_group_curtailment['13']": 0.5941865575396807}
t-1 | dcopf | 1 | generator_prorata_curtailment_proportion_UB[W@2,South] | ('W@2', 'South') | {'dcopf': True, 'ieee_24bus_G04': True} | TRUE | -0.99419 |  | 0 | 0.99419 | {'generator_prorata_curtailment[W@2]': 0.6, 'generator_active_prorata_group[W@2,South]': -0.0, 'gen_prorata_group_curtailment[South]': 0.5941865575396807}
t-1 | dcopf | 1 | generator_prorata_curtailment_proportion_UB[W@2,'257'] | ('W@2', '257') | {'dcopf': True, 'ieee_24bus_G04': True} | TRUE | 2.2204e-16 |  | 0 | -2.2204e-16 | {'generator_prorata_curtailment[W@2]': 0.6, "generator_active_prorata_group[W@2,'257']": 1.0000000000000002, "gen_prorata_group_curtailment['257']": 0.6}
t-1 | dcopf | 1 | generator_prorata_curtailment_proportion_UB[W@2,'2357'] | ('W@2', '2357') | {'dcopf': True, 'ieee_24bus_G04': True} | TRUE | -0.4 |  | 0 | 0.4 | {'generator_prorata_curtailment[W@2]': 0.6, "generator_active_prorata_group[W@2,'2357']": 0.0, "gen_prorata_group_curtailment['2357']": 0.0}
t-1 | dcopf | 1 | generator_prorata_curtailment_proportion_UB[W@3,South] | ('W@3', 'South') | {'dcopf': True, 'ieee_24bus_G04': True} | TRUE | -1 |  | 0 | 1 | {'generator_prorata_curtailment[W@3]': 0.5941865575396807, 'generator_active_prorata_group[W@3,South]': 0.0, 'gen_prorata_group_curtailment[South]': 0.5941865575396807}
t-1 | dcopf | 1 | generator_prorata_curtailment_proportion_UB[W@3,'13'] | ('W@3', '13') | {'dcopf': True, 'ieee_24bus_G04': True} | TRUE | 0 |  | 0 | 0 | {'generator_prorata_curtailment[W@3]': 0.5941865575396807, "generator_active_prorata_group[W@3,'13']": 1.0, "gen_prorata_group_curtailment['13']": 0.5941865575396807}
t-1 | dcopf | 1 | generator_prorata_curtailment_proportion_UB[W@3,'2357'] | ('W@3', '2357') | {'dcopf': True, 'ieee_24bus_G04': True} | TRUE | -0.40581 |  | 0 | 0.40581 | {'generator_prorata_curtailment[W@3]': 0.5941865575396807, "generator_active_prorata_group[W@3,'2357']": 0.0, "gen_prorata_group_curtailment['2357']": 0.0}
t-1 | dcopf | 1 | generator_prorata_curtailment_proportion_UB[W@5,South] | ('W@5', 'South') | {'dcopf': True, 'ieee_24bus_G04': True} | TRUE | -0.99419 |  | 0 | 0.99419 | {'generator_prorata_curtailment[W@5]': 0.6, 'generator_active_prorata_group[W@5,South]': 0.0, 'gen_prorata_group_curtailment[South]': 0.5941865575396807}
t-1 | dcopf | 1 | generator_prorata_curtailment_proportion_UB[W@5,'257'] | ('W@5', '257') | {'dcopf': True, 'ieee_24bus_G04': True} | TRUE | 0 |  | 0 | 0 | {'generator_prorata_curtailment[W@5]': 0.6, "generator_active_prorata_group[W@5,'257']": 1.0, "gen_prorata_group_curtailment['257']": 0.6}
t-1 | dcopf | 1 | generator_prorata_curtailment_proportion_UB[W@5,'2357'] | ('W@5', '2357') | {'dcopf': True, 'ieee_24bus_G04': True} | TRUE | -0.4 |  | 0 | 0.4 | {'generator_prorata_curtailment[W@5]': 0.6, "generator_active_prorata_group[W@5,'2357']": -0.0, "gen_prorata_group_curtailment['2357']": 0.0}
t-1 | dcopf | 1 | generator_prorata_curtailment_proportion_UB[W@7,South] | ('W@7', 'South') | {'dcopf': True, 'ieee_24bus_G04': True} | TRUE | -0.99419 |  | 0 | 0.99419 | {'generator_prorata_curtailment[W@7]': 0.6, 'generator_active_prorata_group[W@7,South]': -0.0, 'gen_prorata_group_curtailment[South]': 0.5941865575396807}
t-1 | dcopf | 1 | generator_prorata_curtailment_proportion_UB[W@7,'257'] | ('W@7', '257') | {'dcopf': True, 'ieee_24bus_G04': True} | TRUE | 0 |  | 0 | 0 | {'generator_prorata_curtailment[W@7]': 0.6, "generator_active_prorata_group[W@7,'257']": 1.0, "gen_prorata_group_curtailment['257']": 0.6}
t-1 | dcopf | 1 | generator_prorata_curtailment_proportion_UB[W@7,'2357'] | ('W@7', '2357') | {'dcopf': True, 'ieee_24bus_G04': True} | TRUE | -0.4 |  | 0 | 0.4 | {'generator_prorata_curtailment[W@7]': 0.6, "generator_active_prorata_group[W@7,'2357']": -0.0, "gen_prorata_group_curtailment['2357']": 0.0}
t-1 | dcopf | 1 | generator_prorata_group_active['W@1.1'] | W@1.1 | {'dcopf': True, 'ieee_24bus_G04': True} | TRUE | 1 | 1 | 1 | 0 | {"generator_active_prorata_group['W@1.1',South]": 1.0, "generator_active_prorata_group['W@1.1','13']": -0.0}
t-1 | dcopf | 1 | generator_prorata_group_active['W@1.2'] | W@1.2 | {'dcopf': True, 'ieee_24bus_G04': True} | TRUE | 1 | 1 | 1 | 0 | {"generator_active_prorata_group['W@1.2',South]": -1.9984014443252818e-15, "generator_active_prorata_group['W@1.2','13']": 1.000000000000002}
t-1 | dcopf | 1 | generator_prorata_group_active[W@2] | W@2 | {'dcopf': True, 'ieee_24bus_G04': True} | TRUE | 1 | 1 | 1 | -2.2204e-16 | {'generator_active_prorata_group[W@2,South]': -0.0, "generator_active_prorata_group[W@2,'257']": 1.0000000000000002, "generator_active_prorata_group[W@2,'2357']": 0.0}
t-1 | dcopf | 1 | generator_prorata_group_active[W@3] | W@3 | {'dcopf': True, 'ieee_24bus_G04': True} | TRUE | 1 | 1 | 1 | 0 | {'generator_active_prorata_group[W@3,South]': 0.0, "generator_active_prorata_group[W@3,'13']": 1.0, "generator_active_prorata_group[W@3,'2357']": 0.0}
t-1 | dcopf | 1 | generator_prorata_group_active[W@5] | W@5 | {'dcopf': True, 'ieee_24bus_G04': True} | TRUE | 1 | 1 | 1 | 0 | {'generator_active_prorata_group[W@5,South]': 0.0, "generator_active_prorata_group[W@5,'257']": 1.0, "generator_active_prorata_group[W@5,'2357']": -0.0}
t-1 | dcopf | 1 | generator_prorata_group_active[W@7] | W@7 | {'dcopf': True, 'ieee_24bus_G04': True} | TRUE | 1 | 1 | 1 | 0 | {'generator_active_prorata_group[W@7,South]': -0.0, "generator_active_prorata_group[W@7,'257']": 1.0, "generator_active_prorata_group[W@7,'2357']": -0.0}
t-1 | dcopf | 2 | demand_real_power_constraint[D1] | D1 | {'common': True, 'ieee_24bus_G04': True} | TRUE | 0 | 0 | 0 | 0 | {'demand_real_power_met[D1]': 0.47500000000000003, 'demand_proportion_real_power_met[D1]': 1.0}
t-1 | dcopf | 2 | demand_real_power_constraint[D2] | D2 | {'common': True, 'ieee_24bus_G04': True} | TRUE | 0 | 0 | 0 | 0 | {'demand_real_power_met[D2]': 0.425, 'demand_proportion_real_power_met[D2]': 1.0}
t-1 | dcopf | 2 | demand_real_power_constraint[D3] | D3 | {'common': True, 'ieee_24bus_G04': True} | TRUE | 0 | 0 | 0 | 0 | {'demand_real_power_met[D3]': 0.8, 'demand_proportion_real_power_met[D3]': 1.0}
t-1 | dcopf | 2 | demand_real_power_constraint[D4] | D4 | {'common': True, 'ieee_24bus_G04': True} | TRUE | 0 | 0 | 0 | 0 | {'demand_real_power_met[D4]': 0.325, 'demand_proportion_real_power_met[D4]': 1.0}
t-1 | dcopf | 2 | demand_real_power_constraint[D5] | D5 | {'common': True, 'ieee_24bus_G04': True} | TRUE | 0 | 0 | 0 | 0 | {'demand_real_power_met[D5]': 0.325, 'demand_proportion_real_power_met[D5]': 1.0}
t-1 | dcopf | 2 | demand_real_power_constraint[D6] | D6 | {'common': True, 'ieee_24bus_G04': True} | TRUE | 0 | 0 | 0 | 0 | {'demand_real_power_met[D6]': 0.6, 'demand_proportion_real_power_met[D6]': 1.0}
t-1 | dcopf | 2 | demand_real_power_constraint[D7] | D7 | {'common': True, 'ieee_24bus_G04': True} | TRUE | 0 | 0 | 0 | 0 | {'demand_real_power_met[D7]': 0.55, 'demand_proportion_real_power_met[D7]': 1.0}
t-1 | dcopf | 2 | demand_real_power_constraint[D8] | D8 | {'common': True, 'ieee_24bus_G04': True} | TRUE | 0 | 0 | 0 | 0 | {'demand_real_power_met[D8]': 0.75, 'demand_proportion_real_power_met[D8]': 1.0}
t-1 | dcopf | 2 | demand_real_power_constraint[D9] | D9 | {'common': True, 'ieee_24bus_G04': True} | TRUE | 0 | 0 | 0 | 0 | {'demand_real_power_met[D9]': 0.775, 'demand_proportion_real_power_met[D9]': 1.0}
t-1 | dcopf | 2 | demand_real_power_constraint[D10] | D10 | {'common': True, 'ieee_24bus_G04': True} | TRUE | 0 | 0 | 0 | 0 | {'demand_real_power_met[D10]': 0.85, 'demand_proportion_real_power_met[D10]': 1.0}
t-1 | dcopf | 2 | demand_real_power_constraint[D11] | D11 | {'common': True, 'ieee_24bus_G04': True} | TRUE | 4.4409e-16 | 0 | 0 | -4.4409e-16 | {'demand_real_power_met[D11]': 3.35, 'demand_proportion_real_power_met[D11]': 0.9999999999999999}
t-1 | dcopf | 2 | demand_real_power_constraint[D12] | D12 | {'common': True, 'ieee_24bus_G04': True} | TRUE | 0 | 0 | 0 | 0 | {'demand_real_power_met[D12]': 2.45, 'demand_proportion_real_power_met[D12]': 1.0}
t-1 | dcopf | 2 | demand_real_power_constraint[D13] | D13 | {'common': True, 'ieee_24bus_G04': True} | TRUE | 0 | 0 | 0 | 0 | {'demand_real_power_met[D13]': 4.0, 'demand_proportion_real_power_met[D13]': 1.0}
t-1 | dcopf | 2 | demand_real_power_constraint[D14] | D14 | {'common': True, 'ieee_24bus_G04': True} | TRUE | 0 | 0 | 0 | 0 | {'demand_real_power_met[D14]': 1.25, 'demand_proportion_real_power_met[D14]': 1.0}
t-1 | dcopf | 2 | demand_real_power_constraint[D15] | D15 | {'common': True, 'ieee_24bus_G04': True} | TRUE | 0 | 0 | 0 | 0 | {'demand_real_power_met[D15]': 4.2, 'demand_proportion_real_power_met[D15]': 1.0}
t-1 | dcopf | 2 | demand_real_power_constraint[D16] | D16 | {'common': True, 'ieee_24bus_G04': True} | TRUE | 0 | 0 | 0 | 0 | {'demand_real_power_met[D16]': 2.25, 'demand_proportion_real_power_met[D16]': 1.0}
t-1 | dcopf | 2 | demand_real_power_constraint[D17] | D17 | {'common': True, 'ieee_24bus_G04': True} | TRUE | 0 | 0 | 0 | 0 | {'demand_real_power_met[D17]': 1.625, 'demand_proportion_real_power_met[D17]': 1.0}
t-1 | dcopf | 2 | interconnector_total_imports |  | {'common': True, 'ieee_24bus_G04': True} | TRUE | 0 | 0 | 0 | 0 | {'interconnector_real_power_total_imports': 0.0}
t-1 | dcopf | 2 | interconnector_total_exports |  | {'common': True, 'ieee_24bus_G04': True} | TRUE | 0 | 0 | 0 | 0 | {'interconnector_real_power_total_exports': 0.0}
t-1 | dcopf | 2 | generation_UC_real_power_LB[G1] | G1 | {'common': True, 'ieee_24bus_G04': True} | TRUE | 0 |  | 0 | 0 | {'generator_commitment[G1]': 0.0, 'generator_real_power_out[G1]': 0.0}
t-1 | dcopf | 2 | generation_UC_real_power_LB[G2] | G2 | {'common': True, 'ieee_24bus_G04': True} | TRUE | 0 |  | 0 | 0 | {'generator_commitment[G2]': 0.0, 'generator_real_power_out[G2]': 0.0}
t-1 | dcopf | 2 | generation_UC_real_power_LB[G3] | G3 | {'common': True, 'ieee_24bus_G04': True} | TRUE | 0 |  | 0 | 0 | {'generator_commitment[G3]': 0.0, 'generator_real_power_out[G3]': 0.0}
t-1 | dcopf | 2 | generation_UC_real_power_LB[G4] | G4 | {'common': True, 'ieee_24bus_G04': True} | TRUE | 0 |  | 0 | 0 | {'generator_commitment[G4]': 0.0, 'generator_real_power_out[G4]': 0.0}
t-1 | dcopf | 2 | generation_UC_real_power_LB[G5] | G5 | {'common': True, 'ieee_24bus_G04': True} | TRUE | -0.42768 |  | 0 | 0.42768 | {'generator_commitment[G5]': 1.0000000000000042, 'generator_real_power_out[G5]': 0.547679017857128}
t-1 | dcopf | 2 | generation_UC_real_power_LB[G6] | G6 | {'common': True, 'ieee_24bus_G04': True} | TRUE | -1.0075 |  | 0 | 1.0075 | {'generator_commitment[G6]': 1.0, 'generator_real_power_out[G6]': 1.55}
t-1 | dcopf | 2 | generation_UC_real_power_LB[G7] | G7 | {'common': True, 'ieee_24bus_G04': True} | TRUE | -1.0075 |  | 0 | 1.0075 | {'generator_commitment[G7]': 1.0, 'generator_real_power_out[G7]': 1.55}
t-1 | dcopf | 2 | generation_UC_real_power_LB[G8] | G8 | {'common': True, 'ieee_24bus_G04': True} | TRUE | -3 |  | 0 | 3 | {'generator_commitment[G8]': 1.0, 'generator_real_power_out[G8]': 4.0}
t-1 | dcopf | 2 | generation_UC_real_power_LB[G9] | G9 | {'common': True, 'ieee_24bus_G04': True} | TRUE | -3 |  | 0 | 3 | {'generator_commitment[G9]': 1.0, 'generator_real_power_out[G9]': 4.0}
t-1 | dcopf | 2 | generation_UC_real_power_LB[G10] | G10 | {'common': True, 'ieee_24bus_G04': True} | TRUE | 0 |  | 0 | 0 | {'generator_commitment[G10]': 1.0, 'generator_real_power_out[G10]': 3.0}
t-1 | dcopf | 2 | generation_UC_real_power_LB[G11] | G11 | {'common': True, 'ieee_24bus_G04': True} | TRUE | -2.015 |  | 0 | 2.015 | {'generator_commitment[G11]': 1.0, 'generator_real_power_out[G11]': 3.1}
t-1 | dcopf | 2 | generation_UC_real_power_LB[G12] | G12 | {'common': True, 'ieee_24bus_G04': True} | TRUE | 0 |  | 0 | 0 | {'generator_commitment[G12]': 0.0, 'generator_real_power_out[G12]': 0.0}
t-1 | dcopf | 2 | generation_UC_real_power_LB['W@1.1'] | W@1.1 | {'common': True, 'ieee_24bus_G04': True} | TRUE | -1.2174 |  | 0 | 1.2174 | {"generator_commitment['W@1.1']": 1.0, "generator_real_power_out['W@1.1']": 1.2174403273809578}
t-1 | dcopf | 2 | generation_UC_real_power_LB['W@1.2'] | W@1.2 | {'common': True, 'ieee_24bus_G04': True} | TRUE | -1.2174 |  | 0 | 1.2174 | {"generator_commitment['W@1.2']": 1.0, "generator_real_power_out['W@1.2']": 1.2174403273809622}
t-1 | dcopf | 2 | generation_UC_real_power_LB[W@2] | W@2 | {'common': True, 'ieee_24bus_G04': True} | TRUE | -1.2 |  | 0 | 1.2 | {'generator_commitment[W@2]': 1.0, 'generator_real_power_out[W@2]': 1.2000000000000002}
t-1 | dcopf | 2 | generation_UC_real_power_LB[W@3] | W@3 | {'common': True, 'ieee_24bus_G04': True} | TRUE | -1.2174 |  | 0 | 1.2174 | {'generator_commitment[W@3]': 1.0, 'generator_real_power_out[W@3]': 1.2174403273809613}
t-1 | dcopf | 2 | generation_UC_real_power_LB[W@5] | W@5 | {'common': True, 'ieee_24bus_G04': True} | TRUE | -1.2 |  | 0 | 1.2 | {'generator_commitment[W@5]': 1.0, 'generator_real_power_out[W@5]': 1.2000000000000002}
t-1 | dcopf | 2 | generation_UC_real_power_LB[W@7] | W@7 | {'common': True, 'ieee_24bus_G04': True} | TRUE | -1.2 |  | 0 | 1.2 | {'generator_commitment[W@7]': 1.0, 'generator_real_power_out[W@7]': 1.2000000000000002}
t-1 | dcopf | 2 | generation_UC_real_power_UB[G1] | G1 | {'common': True, 'ieee_24bus_G04': True} | TRUE | 0 |  | 0 | 0 | {'generator_real_power_out[G1]': 0.0, 'generator_commitment[G1]': 0.0}
t-1 | dcopf | 2 | generation_UC_real_power_UB[G2] | G2 | {'common': True, 'ieee_24bus_G04': True} | TRUE | 0 |  | 0 | 0 | {'generator_real_power_out[G2]': 0.0, 'generator_commitment[G2]': 0.0}
t-1 | dcopf | 2 | generation_UC_real_power_UB[G3] | G3 | {'common': True, 'ieee_24bus_G04': True} | TRUE | 0 |  | 0 | 0 | {'generator_real_power_out[G3]': 0.0, 'generator_commitment[G3]': 0.0}
t-1 | dcopf | 2 | generation_UC_real_power_UB[G4] | G4 | {'common': True, 'ieee_24bus_G04': True} | TRUE | 0 |  | 0 | 0 | {'generator_real_power_out[G4]': 0.0, 'generator_commitment[G4]': 0.0}
t-1 | dcopf | 2 | generation_UC_real_power_UB[G5] | G5 | {'common': True, 'ieee_24bus_G04': True} | TRUE | -0.052321 |  | 0 | 0.052321 | {'generator_real_power_out[G5]': 0.547679017857128, 'generator_commitment[G5]': 1.0000000000000042}
t-1 | dcopf | 2 | generation_UC_real_power_UB[G6] | G6 | {'common': True, 'ieee_24bus_G04': True} | TRUE | 0 |  | 0 | 0 | {'generator_real_power_out[G6]': 1.55, 'generator_commitment[G6]': 1.0}
t-1 | dcopf | 2 | generation_UC_real_power_UB[G7] | G7 | {'common': True, 'ieee_24bus_G04': True} | TRUE | 0 |  | 0 | 0 | {'generator_real_power_out[G7]': 1.55, 'generator_commitment[G7]': 1.0}
t-1 | dcopf | 2 | generation_UC_real_power_UB[G8] | G8 | {'common': True, 'ieee_24bus_G04': True} | TRUE | 0 |  | 0 | 0 | {'generator_real_power_out[G8]': 4.0, 'generator_commitment[G8]': 1.0}
t-1 | dcopf | 2 | generation_UC_real_power_UB[G9] | G9 | {'common': True, 'ieee_24bus_G04': True} | TRUE | 0 |  | 0 | 0 | {'generator_real_power_out[G9]': 4.0, 'generator_commitment[G9]': 1.0}
t-1 | dcopf | 2 | generation_UC_real_power_UB[G10] | G10 | {'common': True, 'ieee_24bus_G04': True} | TRUE | 0 |  | 0 | 0 | {'generator_real_power_out[G10]': 3.0, 'generator_commitment[G10]': 1.0}
t-1 | dcopf | 2 | generation_UC_real_power_UB[G11] | G11 | {'common': True, 'ieee_24bus_G04': True} | TRUE | 0 |  | 0 | 0 | {'generator_real_power_out[G11]': 3.1, 'generator_commitment[G11]': 1.0}
t-1 | dcopf | 2 | generation_UC_real_power_UB[G12] | G12 | {'common': True, 'ieee_24bus_G04': True} | TRUE | 0 |  | 0 | 0 | {'generator_real_power_out[G12]': 0.0, 'generator_commitment[G12]': 0.0}
t-1 | dcopf | 2 | generation_UC_real_power_UB['W@1.1'] | W@1.1 | {'common': True, 'ieee_24bus_G04': True} | TRUE | -1.7826 |  | 0 | 1.7826 | {"generator_real_power_out['W@1.1']": 1.2174403273809578, "generator_commitment['W@1.1']": 1.0}
t-1 | dcopf | 2 | generation_UC_real_power_UB['W@1.2'] | W@1.2 | {'common': True, 'ieee_24bus_G04': True} | TRUE | -1.7826 |  | 0 | 1.7826 | {"generator_real_power_out['W@1.2']": 1.2174403273809622, "generator_commitment['W@1.2']": 1.0}
t-1 | dcopf | 2 | generation_UC_real_power_UB[W@2] | W@2 | {'common': True, 'ieee_24bus_G04': True} | TRUE | -1.8 |  | 0 | 1.8 | {'generator_real_power_out[W@2]': 1.2000000000000002, 'generator_commitment[W@2]': 1.0}
t-1 | dcopf | 2 | generation_UC_real_power_UB[W@3] | W@3 | {'common': True, 'ieee_24bus_G04': True} | TRUE | -1.7826 |  | 0 | 1.7826 | {'generator_real_power_out[W@3]': 1.2174403273809613, 'generator_commitment[W@3]': 1.0}
t-1 | dcopf | 2 | generation_UC_real_power_UB[W@5] | W@5 | {'common': True, 'ieee_24bus_G04': True} | TRUE | -1.8 |  | 0 | 1.8 | {'generator_real_power_out[W@5]': 1.2000000000000002, 'generator_commitment[W@5]': 1.0}
t-1 | dcopf | 2 | generation_UC_real_power_UB[W@7] | W@7 | {'common': True, 'ieee_24bus_G04': True} | TRUE | -1.8 |  | 0 | 1.8 | {'generator_real_power_out[W@7]': 1.2000000000000002, 'generator_commitment[W@7]': 1.0}
t-1 | dcopf | 2 | KCL_Copper_constraint |  | {'copper_market': True, 'ieee_24bus_G04': True} | FALSE
t-1 | dcopf | 2 | KCL_DCOPF_constraint['11'] | 11 | {'dcopf': True, 'ieee_24bus_G04': True} | TRUE | 0 | 0 | 0 | 0 | {'branch_real_power_flow[L13-1113]': 0.8539694122287452, 'branch_real_power_flow[L14-1114]': 0.0913244659506312, 'transformer_2W_real_power_flow[T2-911]': 0.44529387817937643, 'transformer_2W_real_power_flow[T4-1011]': 0.5}
t-1 | dcopf | 2 | KCL_DCOPF_constraint['15'] | 15 | {'dcopf': True, 'ieee_24bus_G04': True} | TRUE | 1.1102e-15 | 0 | 0 | -1.1102e-15 | {'generator_real_power_out[G5]': 0.547679017857128, 'generator_real_power_out[G6]': 1.55, 'branch_real_power_flow[L19-1516]': 2.2475468934238787, 'branch_real_power_flow[L20-1521]': -2.144944605484884, 'branch_real_power_flow[L21-1521]': -2.144944605484884, 'branch_real_power_flow[L22-1524]': 0.14002133540301667, 'demand_real_power_met[D13]': 4.0}
t-1 | dcopf | 2 | KCL_DCOPF_constraint['1'] | 1 | {'dcopf': True, 'ieee_24bus_G04': True} | TRUE | -3.8858e-16 | 0 | 0 | -3.8858e-16 | {'generator_real_power_out[G1]': 0.0, "generator_real_power_out['W@1.1']": 1.2174403273809578, "generator_real_power_out['W@1.2']": 1.2174403273809622, 'branch_real_power_flow[L1-12]': 0.9609390042117227, 'branch_real_power_flow[L2-13]': 0.3732944698374832, 'branch_real_power_flow[L3-15]': 0.6256471807127144, 'demand_real_power_met[D1]': 0.47500000000000003}
t-1 | dcopf | 2 | KCL_DCOPF_constraint['9'] | 9 | {'dcopf': True, 'ieee_24bus_G04': True} | TRUE | 1.1102e-16 | 0 | 0 | -1.1102e-16 | {'branch_real_power_flow[L6-39]': 0.9307561326214462, 'branch_real_power_flow[L7-49]': 0.5851688525915626, 'branch_real_power_flow[L11-89]': -0.03695994826069106, 'transformer_2W_real_power_flow[T2-911]': 0.44529387817937643, 'transformer_2W_real_power_flow[T3-912]': 0.2586711587729411, 'demand_real_power_met[D9]': 0.775}
t-1 | dcopf | 2 | KCL_DCOPF_constraint['24'] | 24 | {'dcopf': True, 'ieee_24bus_G04': True} | TRUE | 0 | 0 | 0 | 0 | {'branch_real_power_flow[L22-1524]': 0.14002133540301667, 'transformer_2W_real_power_flow[T1-324]': -0.14002133540301667}
t-1 | dcopf | 2 | KCL_DCOPF_constraint['4'] | 4 | {'dcopf': True, 'ieee_24bus_G04': True} | TRUE | -5.5511e-17 | 0 | 0 | -5.5511e-17 | {'branch_real_power_flow[L7-49]': 0.5851688525915626, 'branch_real_power_flow[L4-24]': 0.9101688525915625, 'demand_real_power_met[D4]': 0.325}
t-1 | dcopf | 2 | KCL_DCOPF_constraint['3'] | 3 | {'dcopf': True, 'ieee_24bus_G04': True} | TRUE | 1.496e-14 | 0 | 0 | -1.496e-14 | {'generator_real_power_out[W@3]': 1.2174403273809613, 'branch_real_power_flow[L6-39]': 0.9307561326214462, 'branch_real_power_flow[L2-13]': 0.3732944698374832, 'transformer_2W_real_power_flow[T1-324]': -0.14002133540301667, 'demand_real_power_met[D3]': 0.8}
t-1 | dcopf | 2 | KCL_DCOPF_constraint['16'] | 16 | {'dcopf': True, 'ieee_24bus_G04': True} | TRUE | -2.2204e-16 | 0 | 0 | -2.2204e-16 | {'generator_real_power_out[G7]': 1.55, 'branch_real_power_flow[L23-1617]': -2.510110789030237, 'branch_real_power_flow[L24-1619]': 2.698982148404747, 'branch_real_power_flow[L18-1416]': -2.358675534049369, 'branch_real_power_flow[L19-1516]': 2.2475468934238787, 'demand_real_power_met[D14]': 1.25}
t-1 | dcopf | 2 | KCL_DCOPF_constraint['7'] | 7 | {'dcopf': True, 'ieee_24bus_G04': True} | TRUE | 0 | 0 | 0 | 0 | {'generator_real_power_out[G3]': 0.0, 'generator_real_power_out[W@7]': 1.2000000000000002, 'branch_real_power_flow[L10-78]': 0.6500000000000001, 'demand_real_power_met[D7]': 0.55}
t-1 | dcopf | 2 | KCL_DCOPF_constraint['10'] | 10 | {'dcopf': True, 'ieee_24bus_G04': True} | TRUE | 3.3307e-16 | 0 | 0 | -3.3307e-16 | {'branch_real_power_flow[L8-510]': 1.5006471807127142, 'branch_real_power_flow[L9-610]': 0.22577015162016034, 'branch_real_power_flow[L12-810]': -0.06304005173930881, 'transformer_2W_real_power_flow[T4-1011]': 0.5, 'transformer_2W_real_power_flow[T5-1012]': 0.3133772805935655, 'demand_real_power_met[D10]': 0.85}
t-1 | dcopf | 2 | KCL_DCOPF_constraint['20'] | 20 | {'dcopf': True, 'ieee_24bus_G04': True} | TRUE | 0 | 0 | 0 | 0 | {'branch_real_power_flow[L31-2023]': -0.5880089257976264, 'branch_real_power_flow[L32-2023]': -0.5880089257976264, 'branch_real_power_flow[L29-1920]': 0.22449107420237358, 'branch_real_power_flow[L30-1920]': 0.22449107420237358, 'demand_real_power_met[D17]': 1.625}
t-1 | dcopf | 2 | KCL_DCOPF_constraint['18'] | 18 | {'dcopf': True, 'ieee_24bus_G04': True} | TRUE | 0 | 0 | 0 | 0 | {'generator_real_power_out[G8]': 4.0, 'branch_real_power_flow[L27-1821]': -0.6916510404777277, 'branch_real_power_flow[L28-1821]': -0.6916510404777277, 'branch_real_power_flow[L25-1718]': -1.1833020809554553, 'demand_real_power_met[D15]': 4.2}
t-1 | dcopf | 2 | KCL_DCOPF_constraint['17'] | 17 | {'dcopf': True, 'ieee_24bus_G04': True} | TRUE | 0 | 0 | 0 | 0 | {'branch_real_power_flow[L25-1718]': -1.1833020809554553, 'branch_real_power_flow[L26-1722]': -1.326808708074782, 'branch_real_power_flow[L23-1617]': -2.510110789030237}
t-1 | dcopf | 2 | KCL_DCOPF_constraint['14'] | 14 | {'dcopf': True, 'ieee_24bus_G04': True} | TRUE | 5.5511e-17 | 0 | 0 | -5.5511e-17 | {'branch_real_power_flow[L18-1416]': -2.358675534049369, 'branch_real_power_flow[L14-1114]': 0.0913244659506312, 'demand_real_power_met[D12]': 2.45}
t-1 | dcopf | 2 | KCL_DCOPF_constraint['12'] | 12 | {'dcopf': True, 'ieee_24bus_G04': True} | TRUE | -1.1102e-15 | 0 | 0 | -1.1102e-15 | {'branch_real_power_flow[L15-1213]': 1.175205240715231, 'branch_real_power_flow[L16-1223]': -0.6031568013487232, 'transformer_2W_real_power_flow[T3-912]': 0.2586711587729411, 'transformer_2W_real_power_flow[T5-1012]': 0.3133772805935655}
t-1 | dcopf | 2 | KCL_DCOPF_constraint['19'] | 19 | {'dcopf': True, 'ieee_24bus_G04': True} | TRUE | 0 | 0 | 0 | 0 | {'branch_real_power_flow[L29-1920]': 0.22449107420237358, 'branch_real_power_flow[L30-1920]': 0.22449107420237358, 'branch_real_power_flow[L24-1619]': 2.698982148404747, 'demand_real_power_met[D16]': 2.25}
t-1 | dcopf | 2 | KCL_DCOPF_constraint['6'] | 6 | {'dcopf': True, 'ieee_24bus_G04': True} | TRUE | 0 | 0 | 0 | 0 | {'branch_real_power_flow[L9-610]': 0.22577015162016034, 'branch_real_power_flow[L5-26]': 0.8257701516201603, 'demand_real_power_met[D6]': 0.6}
t-1 | dcopf | 2 | KCL_DCOPF_constraint['22'] | 22 | {'dcopf': True, 'ieee_24bus_G04': True} | TRUE | 0 | 0 | 0 | 0 | {'branch_real_power_flow[L26-1722]': -1.326808708074782, 'branch_real_power_flow[L33-2122]': -1.673191291925218, 'generator_real_power_out[G10]': 3.0}
t-1 | dcopf | 2 | KCL_DCOPF_constraint['21'] | 21 | {'dcopf': True, 'ieee_24bus_G04': True} | TRUE | -5.7732e-15 | 0 | 0 | -5.7732e-15 | {'generator_real_power_out[G9]': 4.0, 'branch_real_power_flow[L33-2122]': -1.673191291925218, 'branch_real_power_flow[L20-1521]': -2.144944605484884, 'branch_real_power_flow[L21-1521]': -2.144944605484884, 'branch_real_power_flow[L27-1821]': -0.6916510404777277, 'branch_real_power_flow[L28-1821]': -0.6916510404777277}
t-1 | dcopf | 2 | KCL_DCOPF_constraint['23'] | 23 | {'dcopf': True, 'ieee_24bus_G04': True} | TRUE | 0 | 0 | 0 | 0 | {'generator_real_power_out[G11]': 3.1, 'generator_real_power_out[G12]': 0.0, 'branch_real_power_flow[L16-1223]': -0.6031568013487232, 'branch_real_power_flow[L17-1323]': -1.320825347056024, 'branch_real_power_flow[L31-2023]': -0.5880089257976264, 'branch_real_power_flow[L32-2023]': -0.5880089257976264}
t-1 | dcopf | 2 | KCL_DCOPF_constraint['2'] | 2 | {'dcopf': True, 'ieee_24bus_G04': True} | TRUE | 5.5511e-17 | 0 | 0 | -5.5511e-17 | {'generator_real_power_out[G2]': 0.0, 'generator_real_power_out[W@2]': 1.2000000000000002, 'branch_real_power_flow[L4-24]': 0.9101688525915625, 'branch_real_power_flow[L5-26]': 0.8257701516201603, 'branch_real_power_flow[L1-12]': 0.9609390042117227, 'demand_real_power_met[D2]': 0.425}
t-1 | dcopf | 2 | KCL_DCOPF_constraint['13'] | 13 | {'dcopf': True, 'ieee_24bus_G04': True} | TRUE | 1.1102e-16 | 0 | 0 | -1.1102e-16 | {'generator_real_power_out[G4]': 0.0, 'branch_real_power_flow[L17-1323]': -1.320825347056024, 'branch_real_power_flow[L13-1113]': 0.8539694122287452, 'branch_real_power_flow[L15-1213]': 1.175205240715231, 'demand_real_power_met[D11]': 3.35}
t-1 | dcopf | 2 | KCL_DCOPF_constraint['5'] | 5 | {'dcopf': True, 'ieee_24bus_G04': True} | TRUE | 3.8858e-16 | 0 | 0 | -3.8858e-16 | {'generator_real_power_out[W@5]': 1.2000000000000002, 'branch_real_power_flow[L8-510]': 1.5006471807127142, 'branch_real_power_flow[L3-15]': 0.6256471807127144, 'demand_real_power_met[D5]': 0.325}
t-1 | dcopf | 2 | KCL_DCOPF_constraint['8'] | 8 | {'dcopf': True, 'ieee_24bus_G04': True} | TRUE | 0 | 0 | 0 | 0 | {'branch_real_power_flow[L11-89]': -0.03695994826069106, 'branch_real_power_flow[L12-810]': -0.06304005173930881, 'branch_real_power_flow[L10-78]': 0.6500000000000001, 'demand_real_power_met[D8]': 0.75}
t-1 | dcopf | 2 | branch_KVL_DCOPF[L1-12] | L1-12 | {'dcopf': True, 'ieee_24bus_G04': True} | TRUE | 0 | 0 | 0 | 0 | {'branch_real_power_flow[L1-12]': 0.9609390042117227, 'branch_voltage_angle_difference[L1-12]': 0.014029709461491152}
t-1 | dcopf | 2 | branch_KVL_DCOPF[L2-13] | L2-13 | {'dcopf': True, 'ieee_24bus_G04': True} | TRUE | 5.5511e-17 | 0 | 0 | -5.5511e-17 | {'branch_real_power_flow[L2-13]': 0.3732944698374832, 'branch_voltage_angle_difference[L2-13]': 0.08410324405438496}
t-1 | dcopf | 2 | branch_KVL_DCOPF[L3-15] | L3-15 | {'dcopf': True, 'ieee_24bus_G04': True} | TRUE | 0 | 0 | 0 | 0 | {'branch_real_power_flow[L3-15]': 0.6256471807127144, 'branch_voltage_angle_difference[L3-15]': 0.0567461992906432}
t-1 | dcopf | 2 | branch_KVL_DCOPF[L4-24] | L4-24 | {'dcopf': True, 'ieee_24bus_G04': True} | TRUE | 0 | 0 | 0 | 0 | {'branch_real_power_flow[L4-24]': 0.9101688525915625, 'branch_voltage_angle_difference[L4-24]': 0.12341889641141587}
t-1 | dcopf | 2 | branch_KVL_DCOPF[L5-26] | L5-26 | {'dcopf': True, 'ieee_24bus_G04': True} | TRUE | 0 | 0 | 0 | 0 | {'branch_real_power_flow[L5-26]': 0.8257701516201603, 'branch_voltage_angle_difference[L5-26]': 0.16928288108213288}
t-1 | dcopf | 2 | branch_KVL_DCOPF[L6-39] | L6-39 | {'dcopf': True, 'ieee_24bus_G04': True} | TRUE | 0 | 0 | 0 | 0 | {'branch_real_power_flow[L6-39]': 0.9307561326214462, 'branch_voltage_angle_difference[L6-39]': 0.1182991044561858}
t-1 | dcopf | 2 | branch_KVL_DCOPF[L7-49] | L7-49 | {'dcopf': True, 'ieee_24bus_G04': True} | TRUE | 0 | 0 | 0 | 0 | {'branch_real_power_flow[L7-49]': 0.5851688525915626, 'branch_voltage_angle_difference[L7-49]': 0.06495374263766344}
t-1 | dcopf | 2 | branch_KVL_DCOPF[L8-510] | L8-510 | {'dcopf': True, 'ieee_24bus_G04': True} | TRUE | 2.2204e-16 | 0 | 0 | -2.2204e-16 | {'branch_real_power_flow[L8-510]': 1.5006471807127142, 'branch_voltage_angle_difference[L8-510]': 0.14106083498699512}
t-1 | dcopf | 2 | branch_KVL_DCOPF[L9-610] | L9-610 | {'dcopf': True, 'ieee_24bus_G04': True} | TRUE | 0 | 0 | 0 | 0 | {'branch_real_power_flow[L9-610]': 0.22577015162016034, 'branch_voltage_angle_difference[L9-610]': 0.014494443734014293}
t-1 | dcopf | 2 | branch_KVL_DCOPF[L10-78] | L10-78 | {'dcopf': True, 'ieee_24bus_G04': True} | TRUE | -1.1102e-16 | 0 | 0 | -1.1102e-16 | {'branch_real_power_flow[L10-78]': 0.6500000000000001, 'branch_voltage_angle_difference[L10-78]': 0.04238000000000001}
t-1 | dcopf | 2 | branch_KVL_DCOPF[L11-89] | L11-89 | {'dcopf': True, 'ieee_24bus_G04': True} | TRUE | 0 | 0 | 0 | 0 | {'branch_real_power_flow[L11-89]': -0.03695994826069106, 'branch_voltage_angle_difference[L11-89]': -0.006512342883533764}
t-1 | dcopf | 2 | branch_KVL_DCOPF[L12-810] | L12-810 | {'dcopf': True, 'ieee_24bus_G04': True} | TRUE | 0 | 0 | 0 | 0 | {'branch_real_power_flow[L12-810]': -0.06304005173930881, 'branch_voltage_angle_difference[L12-810]': -0.011107657116466212}
t-1 | dcopf | 2 | branch_KVL_DCOPF[L13-1113] | L13-1113 | {'dcopf': True, 'ieee_24bus_G04': True} | TRUE | 1.1102e-16 | 0 | 0 | -1.1102e-16 | {'branch_real_power_flow[L13-1113]': 0.8539694122287452, 'branch_voltage_angle_difference[L13-1113]': 0.041673707316762766}
t-1 | dcopf | 2 | branch_KVL_DCOPF[L14-1114] | L14-1114 | {'dcopf': True, 'ieee_24bus_G04': True} | TRUE | 0 | 0 | 0 | 0 | {'branch_real_power_flow[L14-1114]': 0.0913244659506312, 'branch_voltage_angle_difference[L14-1114]': 0.0038904222494968894}
t-1 | dcopf | 2 | branch_KVL_DCOPF[L15-1213] | L15-1213 | {'dcopf': True, 'ieee_24bus_G04': True} | TRUE | 2.2204e-16 | 0 | 0 | -2.2204e-16 | {'branch_real_power_flow[L15-1213]': 1.175205240715231, 'branch_voltage_angle_difference[L15-1213]': 0.057350015746903266}
t-1 | dcopf | 2 | branch_KVL_DCOPF[L16-1223] | L16-1223 | {'dcopf': True, 'ieee_24bus_G04': True} | TRUE | 0 | 0 | 0 | 0 | {'branch_real_power_flow[L16-1223]': -0.6031568013487232, 'branch_voltage_angle_difference[L16-1223]': -0.059410944932849236}
t-1 | dcopf | 2 | branch_KVL_DCOPF[L17-1323] | L17-1323 | {'dcopf': True, 'ieee_24bus_G04': True} | TRUE | 0 | 0 | 0 | 0 | {'branch_real_power_flow[L17-1323]': -1.320825347056024, 'branch_voltage_angle_difference[L17-1323]': -0.11676096067975254}
t-1 | dcopf | 2 | branch_KVL_DCOPF[L18-1416] | L18-1416 | {'dcopf': True, 'ieee_24bus_G04': True} | TRUE | 0 | 0 | 0 | 0 | {'branch_real_power_flow[L18-1416]': -2.358675534049369, 'branch_voltage_angle_difference[L18-1416]': -0.14010532672253254}
t-1 | dcopf | 2 | branch_KVL_DCOPF[L19-1516] | L19-1516 | {'dcopf': True, 'ieee_24bus_G04': True} | TRUE | 4.4409e-16 | 0 | 0 | -4.4409e-16 | {'branch_real_power_flow[L19-1516]': 2.2475468934238787, 'branch_voltage_angle_difference[L19-1516]': 0.03865780656689071}
t-1 | dcopf | 2 | branch_KVL_DCOPF[L20-1521] | L20-1521 | {'dcopf': True, 'ieee_24bus_G04': True} | TRUE | 0 | 0 | 0 | 0 | {'branch_real_power_flow[L20-1521]': -2.144944605484884, 'branch_voltage_angle_difference[L20-1521]': -0.053409120676573614}
t-1 | dcopf | 2 | branch_KVL_DCOPF[L21-1521] | L21-1521 | {'dcopf': True, 'ieee_24bus_G04': True} | TRUE | 0 | 0 | 0 | 0 | {'branch_real_power_flow[L21-1521]': -2.144944605484884, 'branch_voltage_angle_difference[L21-1521]': -0.053409120676573614}
t-1 | dcopf | 2 | branch_KVL_DCOPF[L22-1524] | L22-1524 | {'dcopf': True, 'ieee_24bus_G04': True} | TRUE | 0 | 0 | 0 | 0 | {'branch_real_power_flow[L22-1524]': 0.14002133540301667, 'branch_voltage_angle_difference[L22-1524]': 0.007407128642819583}
t-1 | dcopf | 2 | branch_KVL_DCOPF[L23-1617] | L23-1617 | {'dcopf': True, 'ieee_24bus_G04': True} | TRUE | 0 | 0 | 0 | 0 | {'branch_real_power_flow[L23-1617]': -2.510110789030237, 'branch_voltage_angle_difference[L23-1617]': -0.06601591375149524}
t-1 | dcopf | 2 | branch_KVL_DCOPF[L24-1619] | L24-1619 | {'dcopf': True, 'ieee_24bus_G04': True} | TRUE | 0 | 0 | 0 | 0 | {'branch_real_power_flow[L24-1619]': 2.698982148404747, 'branch_voltage_angle_difference[L24-1619]': 0.06315618227267109}
t-1 | dcopf | 2 | branch_KVL_DCOPF[L25-1718] | L25-1718 | {'dcopf': True, 'ieee_24bus_G04': True} | TRUE | 0 | 0 | 0 | 0 | {'branch_real_power_flow[L25-1718]': -1.1833020809554553, 'branch_voltage_angle_difference[L25-1718]': -0.01692121975766301}
t-1 | dcopf | 2 | branch_KVL_DCOPF[L26-1722] | L26-1722 | {'dcopf': True, 'ieee_24bus_G04': True} | TRUE | 0 | 0 | 0 | 0 | {'branch_real_power_flow[L26-1722]': -1.326808708074782, 'branch_voltage_angle_difference[L26-1722]': -0.1418358508931942}
t-1 | dcopf | 2 | branch_KVL_DCOPF[L27-1821] | L27-1821 | {'dcopf': True, 'ieee_24bus_G04': True} | TRUE | 0 | 0 | 0 | 0 | {'branch_real_power_flow[L27-1821]': -0.6916510404777277, 'branch_voltage_angle_difference[L27-1821]': -0.009129793734306006}
t-1 | dcopf | 2 | branch_KVL_DCOPF[L28-1821] | L28-1821 | {'dcopf': True, 'ieee_24bus_G04': True} | TRUE | 0 | 0 | 0 | 0 | {'branch_real_power_flow[L28-1821]': -0.6916510404777277, 'branch_voltage_angle_difference[L28-1821]': -0.009129793734306006}
t-1 | dcopf | 2 | branch_KVL_DCOPF[L29-1920] | L29-1920 | {'dcopf': True, 'ieee_24bus_G04': True} | TRUE | 0 | 0 | 0 | 0 | {'branch_real_power_flow[L29-1920]': 0.22449107420237358, 'branch_voltage_angle_difference[L29-1920]': 0.004557168806308183}
t-1 | dcopf | 2 | branch_KVL_DCOPF[L30-1920] | L30-1920 | {'dcopf': True, 'ieee_24bus_G04': True} | TRUE | 0 | 0 | 0 | 0 | {'branch_real_power_flow[L30-1920]': 0.22449107420237358, 'branch_voltage_angle_difference[L30-1920]': 0.004557168806308183}
t-1 | dcopf | 2 | branch_KVL_DCOPF[L31-2023] | L31-2023 | {'dcopf': True, 'ieee_24bus_G04': True} | TRUE | 0 | 0 | 0 | 0 | {'branch_real_power_flow[L31-2023]': -0.5880089257976264, 'branch_voltage_angle_difference[L31-2023]': -0.006585699968933416}
t-1 | dcopf | 2 | branch_KVL_DCOPF[L32-2023] | L32-2023 | {'dcopf': True, 'ieee_24bus_G04': True} | TRUE | 0 | 0 | 0 | 0 | {'branch_real_power_flow[L32-2023]': -0.5880089257976264, 'branch_voltage_angle_difference[L32-2023]': -0.006585699968933416}
t-1 | dcopf | 2 | branch_KVL_DCOPF[L33-2122] | L33-2122 | {'dcopf': True, 'ieee_24bus_G04': True} | TRUE | 0 | 0 | 0 | 0 | {'branch_real_power_flow[L33-2122]': -1.673191291925218, 'branch_voltage_angle_difference[L33-2122]': -0.11578483740122508}
t-1 | dcopf | 2 | branch_voltage_angle[L1-12] | L1-12 | {'dcopf': True, 'ieee_24bus_G04': True} | TRUE | 2.7756e-17 | 0 | 0 | -2.7756e-17 | {'branch_voltage_angle_difference[L1-12]': 0.014029709461491152, "bus_voltage_angle['1']": 0.28148074159440106, "bus_voltage_angle['2']": 0.26745103213290994}
t-1 | dcopf | 2 | branch_voltage_angle[L2-13] | L2-13 | {'dcopf': True, 'ieee_24bus_G04': True} | TRUE | 2.7756e-17 | 0 | 0 | -2.7756e-17 | {'branch_voltage_angle_difference[L2-13]': 0.08410324405438496, "bus_voltage_angle['1']": 0.28148074159440106, "bus_voltage_angle['3']": 0.19737749754001613}
t-1 | dcopf | 2 | branch_voltage_angle[L3-15] | L3-15 | {'dcopf': True, 'ieee_24bus_G04': True} | TRUE | 0 | 0 | 0 | 0 | {'branch_voltage_angle_difference[L3-15]': 0.0567461992906432, "bus_voltage_angle['1']": 0.28148074159440106, "bus_voltage_angle['5']": 0.22473454230375786}
t-1 | dcopf | 2 | branch_voltage_angle[L4-24] | L4-24 | {'dcopf': True, 'ieee_24bus_G04': True} | TRUE | 0 | 0 | 0 | 0 | {'branch_voltage_angle_difference[L4-24]': 0.12341889641141587, "bus_voltage_angle['2']": 0.26745103213290994, "bus_voltage_angle['4']": 0.14403213572149406}
t-1 | dcopf | 2 | branch_voltage_angle[L5-26] | L5-26 | {'dcopf': True, 'ieee_24bus_G04': True} | TRUE | 0 | 0 | 0 | 0 | {'branch_voltage_angle_difference[L5-26]': 0.16928288108213288, "bus_voltage_angle['2']": 0.26745103213290994, "bus_voltage_angle['6']": 0.09816815105077706}
t-1 | dcopf | 2 | branch_voltage_angle[L6-39] | L6-39 | {'dcopf': True, 'ieee_24bus_G04': True} | TRUE | 0 | 0 | 0 | 0 | {'branch_voltage_angle_difference[L6-39]': 0.1182991044561858, "bus_voltage_angle['3']": 0.19737749754001613, "bus_voltage_angle['9']": 0.07907839308383033}
t-1 | dcopf | 2 | branch_voltage_angle[L7-49] | L7-49 | {'dcopf': True, 'ieee_24bus_G04': True} | TRUE | -2.9143e-16 | 0 | 0 | -2.9143e-16 | {'branch_voltage_angle_difference[L7-49]': 0.06495374263766344, "bus_voltage_angle['4']": 0.14403213572149406, "bus_voltage_angle['9']": 0.07907839308383033}
t-1 | dcopf | 2 | branch_voltage_angle[L8-510] | L8-510 | {'dcopf': True, 'ieee_24bus_G04': True} | TRUE | 2.7756e-17 | 0 | 0 | -2.7756e-17 | {'branch_voltage_angle_difference[L8-510]': 0.14106083498699512, "bus_voltage_angle['5']": 0.22473454230375786, "bus_voltage_angle['10']": 0.08367370731676277}
t-1 | dcopf | 2 | branch_voltage_angle[L9-610] | L9-610 | {'dcopf': True, 'ieee_24bus_G04': True} | TRUE | 3.4694e-18 | 0 | 0 | -3.4694e-18 | {'branch_voltage_angle_difference[L9-610]': 0.014494443734014293, "bus_voltage_angle['6']": 0.09816815105077706, "bus_voltage_angle['10']": 0.08367370731676277}
t-1 | dcopf | 2 | branch_voltage_angle[L10-78] | L10-78 | {'dcopf': True, 'ieee_24bus_G04': True} | TRUE | -6.9389e-18 | 0 | 0 | -6.9389e-18 | {'branch_voltage_angle_difference[L10-78]': 0.04238000000000001, "bus_voltage_angle['7']": 0.11494605020029658, "bus_voltage_angle['8']": 0.07256605020029656}
t-1 | dcopf | 2 | branch_voltage_angle[L11-89] | L11-89 | {'dcopf': True, 'ieee_24bus_G04': True} | TRUE | 0 | 0 | 0 | 0 | {'branch_voltage_angle_difference[L11-89]': -0.006512342883533764, "bus_voltage_angle['8']": 0.07256605020029656, "bus_voltage_angle['9']": 0.07907839308383033}
t-1 | dcopf | 2 | branch_voltage_angle[L12-810] | L12-810 | {'dcopf': True, 'ieee_24bus_G04': True} | TRUE | -6.9389e-18 | 0 | 0 | -6.9389e-18 | {'branch_voltage_angle_difference[L12-810]': -0.011107657116466212, "bus_voltage_angle['8']": 0.07256605020029656, "bus_voltage_angle['10']": 0.08367370731676277}
t-1 | dcopf | 2 | branch_voltage_angle[L13-1113] | L13-1113 | {'dcopf': True, 'ieee_24bus_G04': True} | TRUE | -6.9389e-18 | 0 | 0 | -6.9389e-18 | {'branch_voltage_angle_difference[L13-1113]': 0.041673707316762766, "bus_voltage_angle['11']": 0.04167370731676277, "bus_voltage_angle['13']": 0.0}
t-1 | dcopf | 2 | branch_voltage_angle[L14-1114] | L14-1114 | {'dcopf': True, 'ieee_24bus_G04': True} | TRUE | 3.4694e-18 | 0 | 0 | -3.4694e-18 | {'branch_voltage_angle_difference[L14-1114]': 0.0038904222494968894, "bus_voltage_angle['11']": 0.04167370731676277, "bus_voltage_angle['14']": 0.03778328506726589}
t-1 | dcopf | 2 | branch_voltage_angle[L15-1213] | L15-1213 | {'dcopf': True, 'ieee_24bus_G04': True} | TRUE | -6.9389e-18 | 0 | 0 | -6.9389e-18 | {'branch_voltage_angle_difference[L15-1213]': 0.057350015746903266, "bus_voltage_angle['12']": 0.05735001574690327, "bus_voltage_angle['13']": 0.0}
t-1 | dcopf | 2 | branch_voltage_angle[L16-1223] | L16-1223 | {'dcopf': True, 'ieee_24bus_G04': True} | TRUE | 3.4694e-17 | 0 | 0 | -3.4694e-17 | {'branch_voltage_angle_difference[L16-1223]': -0.059410944932849236, "bus_voltage_angle['12']": 0.05735001574690327, "bus_voltage_angle['23']": 0.11676096067975254}
t-1 | dcopf | 2 | branch_voltage_angle[L17-1323] | L17-1323 | {'dcopf': True, 'ieee_24bus_G04': True} | TRUE | 0 | 0 | 0 | 0 | {'branch_voltage_angle_difference[L17-1323]': -0.11676096067975254, "bus_voltage_angle['13']": 0.0, "bus_voltage_angle['23']": 0.11676096067975254}
t-1 | dcopf | 2 | branch_voltage_angle[L18-1416] | L18-1416 | {'dcopf': True, 'ieee_24bus_G04': True} | TRUE | -2.7756e-17 | 0 | 0 | -2.7756e-17 | {'branch_voltage_angle_difference[L18-1416]': -0.14010532672253254, "bus_voltage_angle['14']": 0.03778328506726589, "bus_voltage_angle['16']": 0.1778886117897984}
t-1 | dcopf | 2 | branch_voltage_angle[L19-1516] | L19-1516 | {'dcopf': True, 'ieee_24bus_G04': True} | TRUE | -6.9389e-18 | 0 | 0 | -6.9389e-18 | {'branch_voltage_angle_difference[L19-1516]': 0.03865780656689071, "bus_voltage_angle['15']": 0.2165464183566891, "bus_voltage_angle['16']": 0.1778886117897984}
t-1 | dcopf | 2 | branch_voltage_angle[L20-1521] | L20-1521 | {'dcopf': True, 'ieee_24bus_G04': True} | TRUE | -3.4694e-17 | 0 | 0 | -3.4694e-17 | {'branch_voltage_angle_difference[L20-1521]': -0.053409120676573614, "bus_voltage_angle['15']": 0.2165464183566891, "bus_voltage_angle['21']": 0.2699555390332627}
t-1 | dcopf | 2 | branch_voltage_angle[L21-1521] | L21-1521 | {'dcopf': True, 'ieee_24bus_G04': True} | TRUE | -3.4694e-17 | 0 | 0 | -3.4694e-17 | {'branch_voltage_angle_difference[L21-1521]': -0.053409120676573614, "bus_voltage_angle['15']": 0.2165464183566891, "bus_voltage_angle['21']": 0.2699555390332627}
t-1 | dcopf | 2 | branch_voltage_angle[L22-1524] | L22-1524 | {'dcopf': True, 'ieee_24bus_G04': True} | TRUE | -5.2042e-18 | 0 | 0 | -5.2042e-18 | {'branch_voltage_angle_difference[L22-1524]': 0.007407128642819583, "bus_voltage_angle['15']": 0.2165464183566891, "bus_voltage_angle['24']": 0.20913928971386953}
t-1 | dcopf | 2 | branch_voltage_angle[L23-1617] | L23-1617 | {'dcopf': True, 'ieee_24bus_G04': True} | TRUE | 0 | 0 | 0 | 0 | {'branch_voltage_angle_difference[L23-1617]': -0.06601591375149524, "bus_voltage_angle['16']": 0.1778886117897984, "bus_voltage_angle['17']": 0.24390452554129363}
t-1 | dcopf | 2 | branch_voltage_angle[L24-1619] | L24-1619 | {'dcopf': True, 'ieee_24bus_G04': True} | TRUE | 0 | 0 | 0 | 0 | {'branch_voltage_angle_difference[L24-1619]': 0.06315618227267109, "bus_voltage_angle['16']": 0.1778886117897984, "bus_voltage_angle['19']": 0.11473242951712731}
t-1 | dcopf | 2 | branch_voltage_angle[L25-1718] | L25-1718 | {'dcopf': True, 'ieee_24bus_G04': True} | TRUE | -6.9389e-18 | 0 | 0 | -6.9389e-18 | {'branch_voltage_angle_difference[L25-1718]': -0.01692121975766301, "bus_voltage_angle['17']": 0.24390452554129363, "bus_voltage_angle['18']": 0.26082574529895663}
t-1 | dcopf | 2 | branch_voltage_angle[L26-1722] | L26-1722 | {'dcopf': True, 'ieee_24bus_G04': True} | TRUE | 0 | 0 | 0 | 0 | {'branch_voltage_angle_difference[L26-1722]': -0.1418358508931942, "bus_voltage_angle['17']": 0.24390452554129363, "bus_voltage_angle['22']": 0.38574037643448783}
t-1 | dcopf | 2 | branch_voltage_angle[L27-1821] | L27-1821 | {'dcopf': True, 'ieee_24bus_G04': True} | TRUE | 5.2042e-17 | 0 | 0 | -5.2042e-17 | {'branch_voltage_angle_difference[L27-1821]': -0.009129793734306006, "bus_voltage_angle['18']": 0.26082574529895663, "bus_voltage_angle['21']": 0.2699555390332627}
t-1 | dcopf | 2 | branch_voltage_angle[L28-1821] | L28-1821 | {'dcopf': True, 'ieee_24bus_G04': True} | TRUE | 5.2042e-17 | 0 | 0 | -5.2042e-17 | {'branch_voltage_angle_difference[L28-1821]': -0.009129793734306006, "bus_voltage_angle['18']": 0.26082574529895663, "bus_voltage_angle['21']": 0.2699555390332627}
t-1 | dcopf | 2 | branch_voltage_angle[L29-1920] | L29-1920 | {'dcopf': True, 'ieee_24bus_G04': True} | TRUE | -4.3368e-18 | 0 | 0 | -4.3368e-18 | {'branch_voltage_angle_difference[L29-1920]': 0.004557168806308183, "bus_voltage_angle['19']": 0.11473242951712731, "bus_voltage_angle['20']": 0.11017526071081912}
t-1 | dcopf | 2 | branch_voltage_angle[L30-1920] | L30-1920 | {'dcopf': True, 'ieee_24bus_G04': True} | TRUE | -4.3368e-18 | 0 | 0 | -4.3368e-18 | {'branch_voltage_angle_difference[L30-1920]': 0.004557168806308183, "bus_voltage_angle['19']": 0.11473242951712731, "bus_voltage_angle['20']": 0.11017526071081912}
t-1 | dcopf | 2 | branch_voltage_angle[L31-2023] | L31-2023 | {'dcopf': True, 'ieee_24bus_G04': True} | TRUE | 4.3368e-18 | 0 | 0 | -4.3368e-18 | {'branch_voltage_angle_difference[L31-2023]': -0.006585699968933416, "bus_voltage_angle['20']": 0.11017526071081912, "bus_voltage_angle['23']": 0.11676096067975254}
t-1 | dcopf | 2 | branch_voltage_angle[L32-2023] | L32-2023 | {'dcopf': True, 'ieee_24bus_G04': True} | TRUE | 4.3368e-18 | 0 | 0 | -4.3368e-18 | {'branch_voltage_angle_difference[L32-2023]': -0.006585699968933416, "bus_voltage_angle['20']": 0.11017526071081912, "bus_voltage_angle['23']": 0.11676096067975254}
t-1 | dcopf | 2 | branch_voltage_angle[L33-2122] | L33-2122 | {'dcopf': True, 'ieee_24bus_G04': True} | TRUE | 5.5511e-17 | 0 | 0 | -5.5511e-17 | {'branch_voltage_angle_difference[L33-2122]': -0.11578483740122508, "bus_voltage_angle['21']": 0.2699555390332627, "bus_voltage_angle['22']": 0.38574037643448783}
t-1 | dcopf | 2 | transformer_2W_KVL_DCOPF[T1-324] | T1-324 | {'dcopf': True, 'ieee_24bus_G04': True} | TRUE | 0 | 0 | 0 | 0 | {'transformer_2W_real_power_flow[T1-324]': -0.14002133540301667, 'transformer_2W_voltage_angle_difference[T1-324]': -0.011761792173853402}
t-1 | dcopf | 2 | transformer_2W_KVL_DCOPF[T2-911] | T2-911 | {'dcopf': True, 'ieee_24bus_G04': True} | TRUE | 0 | 0 | 0 | 0 | {'transformer_2W_real_power_flow[T2-911]': 0.44529387817937643, 'transformer_2W_voltage_angle_difference[T2-911]': 0.037404685767067625}
t-1 | dcopf | 2 | transformer_2W_KVL_DCOPF[T3-912] | T3-912 | {'dcopf': True, 'ieee_24bus_G04': True} | TRUE | 0 | 0 | 0 | 0 | {'transformer_2W_real_power_flow[T3-912]': 0.2586711587729411, 'transformer_2W_voltage_angle_difference[T3-912]': 0.021728377336927056}
t-1 | dcopf | 2 | transformer_2W_KVL_DCOPF[T4-1011] | T4-1011 | {'dcopf': True, 'ieee_24bus_G04': True} | TRUE | 5.5511e-17 | 0 | 0 | -5.5511e-17 | {'transformer_2W_real_power_flow[T4-1011]': 0.5, 'transformer_2W_voltage_angle_difference[T4-1011]': 0.042}
t-1 | dcopf | 2 | transformer_2W_KVL_DCOPF[T5-1012] | T5-1012 | {'dcopf': True, 'ieee_24bus_G04': True} | TRUE | 5.5511e-17 | 0 | 0 | -5.5511e-17 | {'transformer_2W_real_power_flow[T5-1012]': 0.3133772805935655, 'transformer_2W_voltage_angle_difference[T5-1012]': 0.026323691569859503}
t-1 | dcopf | 2 | transformer_2W_voltage_angle[T1-324] | T1-324 | {'dcopf': True, 'ieee_24bus_G04': True} | TRUE | -5.2042e-18 | 0 | 0 | -5.2042e-18 | {'transformer_2W_voltage_angle_difference[T1-324]': -0.011761792173853402, "bus_voltage_angle['3']": 0.19737749754001613, "bus_voltage_angle['24']": 0.20913928971386953}
t-1 | dcopf | 2 | transformer_2W_voltage_angle[T2-911] | T2-911 | {'dcopf': True, 'ieee_24bus_G04': True} | TRUE | 6.9389e-17 | 0 | 0 | -6.9389e-17 | {'transformer_2W_voltage_angle_difference[T2-911]': 0.037404685767067625, "bus_voltage_angle['9']": 0.07907839308383033, "bus_voltage_angle['11']": 0.04167370731676277}
t-1 | dcopf | 2 | transformer_2W_voltage_angle[T3-912] | T3-912 | {'dcopf': True, 'ieee_24bus_G04': True} | TRUE | 0 | 0 | 0 | 0 | {'transformer_2W_voltage_angle_difference[T3-912]': 0.021728377336927056, "bus_voltage_angle['9']": 0.07907839308383033, "bus_voltage_angle['12']": 0.05735001574690327}
t-1 | dcopf | 2 | transformer_2W_voltage_angle[T4-1011] | T4-1011 | {'dcopf': True, 'ieee_24bus_G04': True} | TRUE | 6.9389e-18 | 0 | 0 | -6.9389e-18 | {'transformer_2W_voltage_angle_difference[T4-1011]': 0.042, "bus_voltage_angle['10']": 0.08367370731676277, "bus_voltage_angle['11']": 0.04167370731676277}
t-1 | dcopf | 2 | transformer_2W_voltage_angle[T5-1012] | T5-1012 | {'dcopf': True, 'ieee_24bus_G04': True} | TRUE | 6.9389e-18 | 0 | 0 | -6.9389e-18 | {'transformer_2W_voltage_angle_difference[T5-1012]': 0.026323691569859503, "bus_voltage_angle['10']": 0.08367370731676277, "bus_voltage_angle['12']": 0.05735001574690327}
t-1 | dcopf | 2 | voltage_ref_bus['13'] | 13 | {'dcopf': True, 'ieee_24bus_G04': True} | TRUE | 0 | 0 | 0 | 0 | {"bus_voltage_angle['13']": 0.0}
t-1 | dcopf | 2 | branch_real_power_flow_UB[L1-12] | L1-12 | {'dcopf': True, 'ieee_24bus_G04': True} | TRUE | 0.96094 |  | 2.5 | 1.5391 | {'branch_real_power_flow[L1-12]': 0.9609390042117227}
t-1 | dcopf | 2 | branch_real_power_flow_UB[L2-13] | L2-13 | {'dcopf': True, 'ieee_24bus_G04': True} | TRUE | 0.37329 |  | 2.5 | 2.1267 | {'branch_real_power_flow[L2-13]': 0.3732944698374832}
t-1 | dcopf | 2 | branch_real_power_flow_UB[L3-15] | L3-15 | {'dcopf': True, 'ieee_24bus_G04': True} | TRUE | 0.62565 |  | 2.5 | 1.8744 | {'branch_real_power_flow[L3-15]': 0.6256471807127144}
t-1 | dcopf | 2 | branch_real_power_flow_UB[L4-24] | L4-24 | {'dcopf': True, 'ieee_24bus_G04': True} | TRUE | 0.91017 |  | 2.5 | 1.5898 | {'branch_real_power_flow[L4-24]': 0.9101688525915625}
t-1 | dcopf | 2 | branch_real_power_flow_UB[L5-26] | L5-26 | {'dcopf': True, 'ieee_24bus_G04': True} | TRUE | 0.82577 |  | 2.5 | 1.6742 | {'branch_real_power_flow[L5-26]': 0.8257701516201603}
t-1 | dcopf | 2 | branch_real_power_flow_UB[L6-39] | L6-39 | {'dcopf': True, 'ieee_24bus_G04': True} | TRUE | 0.93076 |  | 2.5 | 1.5692 | {'branch_real_power_flow[L6-39]': 0.9307561326214462}
t-1 | dcopf | 2 | branch_real_power_flow_UB[L7-49] | L7-49 | {'dcopf': True, 'ieee_24bus_G04': True} | TRUE | 0.58517 |  | 2.5 | 1.9148 | {'branch_real_power_flow[L7-49]': 0.5851688525915626}
t-1 | dcopf | 2 | branch_real_power_flow_UB[L8-510] | L8-510 | {'dcopf': True, 'ieee_24bus_G04': True} | TRUE | 1.5006 |  | 2.5 | 0.99935 | {'branch_real_power_flow[L8-510]': 1.5006471807127142}
t-1 | dcopf | 2 | branch_real_power_flow_UB[L9-610] | L9-610 | {'dcopf': True, 'ieee_24bus_G04': True} | TRUE | 0.22577 |  | 2.5 | 2.2742 | {'branch_real_power_flow[L9-610]': 0.22577015162016034}
t-1 | dcopf | 2 | branch_real_power_flow_UB[L10-78] | L10-78 | {'dcopf': True, 'ieee_24bus_G04': True} | TRUE | 0.65 |  | 1 | 0.35 | {'branch_real_power_flow[L10-78]': 0.6500000000000001}
t-1 | dcopf | 2 | branch_real_power_flow_UB[L11-89] | L11-89 | {'dcopf': True, 'ieee_24bus_G04': True} | TRUE | -0.03696 |  | 2.5 | 2.537 | {'branch_real_power_flow[L11-89]': -0.03695994826069106}
t-1 | dcopf | 2 | branch_real_power_flow_UB[L12-810] | L12-810 | {'dcopf': True, 'ieee_24bus_G04': True} | TRUE | -0.06304 |  | 2.5 | 2.563 | {'branch_real_power_flow[L12-810]': -0.06304005173930881}
t-1 | dcopf | 2 | branch_real_power_flow_UB[L13-1113] | L13-1113 | {'dcopf': True, 'ieee_24bus_G04': True} | TRUE | 0.85397 |  | 5 | 4.146 | {'branch_real_power_flow[L13-1113]': 0.8539694122287452}
t-1 | dcopf | 2 | branch_real_power_flow_UB[L14-1114] | L14-1114 | {'dcopf': True, 'ieee_24bus_G04': True} | TRUE | 0.091324 |  | 5 | 4.9087 | {'branch_real_power_flow[L14-1114]': 0.0913244659506312}
t-1 | dcopf | 2 | branch_real_power_flow_UB[L15-1213] | L15-1213 | {'dcopf': True, 'ieee_24bus_G04': True} | TRUE | 1.1752 |  | 5 | 3.8248 | {'branch_real_power_flow[L15-1213]': 1.175205240715231}
t-1 | dcopf | 2 | branch_real_power_flow_UB[L16-1223] | L16-1223 | {'dcopf': True, 'ieee_24bus_G04': True} | TRUE | -0.60316 |  | 5 | 5.6032 | {'branch_real_power_flow[L16-1223]': -0.6031568013487232}
t-1 | dcopf | 2 | branch_real_power_flow_UB[L17-1323] | L17-1323 | {'dcopf': True, 'ieee_24bus_G04': True} | TRUE | -1.3208 |  | 5 | 6.3208 | {'branch_real_power_flow[L17-1323]': -1.320825347056024}
t-1 | dcopf | 2 | branch_real_power_flow_UB[L18-1416] | L18-1416 | {'dcopf': True, 'ieee_24bus_G04': True} | TRUE | -2.3587 |  | 5 | 7.3587 | {'branch_real_power_flow[L18-1416]': -2.358675534049369}
t-1 | dcopf | 2 | branch_real_power_flow_UB[L19-1516] | L19-1516 | {'dcopf': True, 'ieee_24bus_G04': True} | TRUE | 2.2475 |  | 5 | 2.7525 | {'branch_real_power_flow[L19-1516]': 2.2475468934238787}
t-1 | dcopf | 2 | branch_real_power_flow_UB[L20-1521] | L20-1521 | {'dcopf': True, 'ieee_24bus_G04': True} | TRUE | -2.1449 |  | 5 | 7.1449 | {'branch_real_power_flow[L20-1521]': -2.144944605484884}
t-1 | dcopf | 2 | branch_real_power_flow_UB[L21-1521] | L21-1521 | {'dcopf': True, 'ieee_24bus_G04': True} | TRUE | -2.1449 |  | 5 | 7.1449 | {'branch_real_power_flow[L21-1521]': -2.144944605484884}
t-1 | dcopf | 2 | branch_real_power_flow_UB[L22-1524] | L22-1524 | {'dcopf': True, 'ieee_24bus_G04': True} | TRUE | 0.14002 |  | 5 | 4.86 | {'branch_real_power_flow[L22-1524]': 0.14002133540301667}
t-1 | dcopf | 2 | branch_real_power_flow_UB[L23-1617] | L23-1617 | {'dcopf': True, 'ieee_24bus_G04': True} | TRUE | -2.5101 |  | 5 | 7.5101 | {'branch_real_power_flow[L23-1617]': -2.510110789030237}
t-1 | dcopf | 2 | branch_real_power_flow_UB[L24-1619] | L24-1619 | {'dcopf': True, 'ieee_24bus_G04': True} | TRUE | 2.699 |  | 5 | 2.301 | {'branch_real_power_flow[L24-1619]': 2.698982148404747}
t-1 | dcopf | 2 | branch_real_power_flow_UB[L25-1718] | L25-1718 | {'dcopf': True, 'ieee_24bus_G04': True} | TRUE | -1.1833 |  | 5 | 6.1833 | {'branch_real_power_flow[L25-1718]': -1.1833020809554553}
t-1 | dcopf | 2 | branch_real_power_flow_UB[L26-1722] | L26-1722 | {'dcopf': True, 'ieee_24bus_G04': True} | TRUE | -1.3268 |  | 5 | 6.3268 | {'branch_real_power_flow[L26-1722]': -1.326808708074782}
t-1 | dcopf | 2 | branch_real_power_flow_UB[L27-1821] | L27-1821 | {'dcopf': True, 'ieee_24bus_G04': True} | TRUE | -0.69165 |  | 5 | 5.6917 | {'branch_real_power_flow[L27-1821]': -0.6916510404777277}
t-1 | dcopf | 2 | branch_real_power_flow_UB[L28-1821] | L28-1821 | {'dcopf': True, 'ieee_24bus_G04': True} | TRUE | -0.69165 |  | 5 | 5.6917 | {'branch_real_power_flow[L28-1821]': -0.6916510404777277}
t-1 | dcopf | 2 | branch_real_power_flow_UB[L29-1920] | L29-1920 | {'dcopf': True, 'ieee_24bus_G04': True} | TRUE | 0.22449 |  | 5 | 4.7755 | {'branch_real_power_flow[L29-1920]': 0.22449107420237358}
t-1 | dcopf | 2 | branch_real_power_flow_UB[L30-1920] | L30-1920 | {'dcopf': True, 'ieee_24bus_G04': True} | TRUE | 0.22449 |  | 5 | 4.7755 | {'branch_real_power_flow[L30-1920]': 0.22449107420237358}
t-1 | dcopf | 2 | branch_real_power_flow_UB[L31-2023] | L31-2023 | {'dcopf': True, 'ieee_24bus_G04': True} | TRUE | -0.58801 |  | 5 | 5.588 | {'branch_real_power_flow[L31-2023]': -0.5880089257976264}
t-1 | dcopf | 2 | branch_real_power_flow_UB[L32-2023] | L32-2023 | {'dcopf': True, 'ieee_24bus_G04': True} | TRUE | -0.58801 |  | 5 | 5.588 | {'branch_real_power_flow[L32-2023]': -0.5880089257976264}
t-1 | dcopf | 2 | branch_real_power_flow_UB[L33-2122] | L33-2122 | {'dcopf': True, 'ieee_24bus_G04': True} | TRUE | -1.6732 |  | 5 | 6.6732 | {'branch_real_power_flow[L33-2122]': -1.673191291925218}
t-1 | dcopf | 2 | branch_real_power_flow_UB_reverse[L1-12] | L1-12 | {'dcopf': True, 'ieee_24bus_G04': True} | TRUE | 0.96094 | -2.5 |  | 3.4609 | {'branch_real_power_flow[L1-12]': 0.9609390042117227}
t-1 | dcopf | 2 | branch_real_power_flow_UB_reverse[L2-13] | L2-13 | {'dcopf': True, 'ieee_24bus_G04': True} | TRUE | 0.37329 | -2.5 |  | 2.8733 | {'branch_real_power_flow[L2-13]': 0.3732944698374832}
t-1 | dcopf | 2 | branch_real_power_flow_UB_reverse[L3-15] | L3-15 | {'dcopf': True, 'ieee_24bus_G04': True} | TRUE | 0.62565 | -2.5 |  | 3.1256 | {'branch_real_power_flow[L3-15]': 0.6256471807127144}
t-1 | dcopf | 2 | branch_real_power_flow_UB_reverse[L4-24] | L4-24 | {'dcopf': True, 'ieee_24bus_G04': True} | TRUE | 0.91017 | -2.5 |  | 3.4102 | {'branch_real_power_flow[L4-24]': 0.9101688525915625}
t-1 | dcopf | 2 | branch_real_power_flow_UB_reverse[L5-26] | L5-26 | {'dcopf': True, 'ieee_24bus_G04': True} | TRUE | 0.82577 | -2.5 |  | 3.3258 | {'branch_real_power_flow[L5-26]': 0.8257701516201603}
t-1 | dcopf | 2 | branch_real_power_flow_UB_reverse[L6-39] | L6-39 | {'dcopf': True, 'ieee_24bus_G04': True} | TRUE | 0.93076 | -2.5 |  | 3.4308 | {'branch_real_power_flow[L6-39]': 0.9307561326214462}
t-1 | dcopf | 2 | branch_real_power_flow_UB_reverse[L7-49] | L7-49 | {'dcopf': True, 'ieee_24bus_G04': True} | TRUE | 0.58517 | -2.5 |  | 3.0852 | {'branch_real_power_flow[L7-49]': 0.5851688525915626}
t-1 | dcopf | 2 | branch_real_power_flow_UB_reverse[L8-510] | L8-510 | {'dcopf': True, 'ieee_24bus_G04': True} | TRUE | 1.5006 | -2.5 |  | 4.0006 | {'branch_real_power_flow[L8-510]': 1.5006471807127142}
t-1 | dcopf | 2 | branch_real_power_flow_UB_reverse[L9-610] | L9-610 | {'dcopf': True, 'ieee_24bus_G04': True} | TRUE | 0.22577 | -2.5 |  | 2.7258 | {'branch_real_power_flow[L9-610]': 0.22577015162016034}
t-1 | dcopf | 2 | branch_real_power_flow_UB_reverse[L10-78] | L10-78 | {'dcopf': True, 'ieee_24bus_G04': True} | TRUE | 0.65 | -1 |  | 1.65 | {'branch_real_power_flow[L10-78]': 0.6500000000000001}
t-1 | dcopf | 2 | branch_real_power_flow_UB_reverse[L11-89] | L11-89 | {'dcopf': True, 'ieee_24bus_G04': True} | TRUE | -0.03696 | -2.5 |  | 2.463 | {'branch_real_power_flow[L11-89]': -0.03695994826069106}
t-1 | dcopf | 2 | branch_real_power_flow_UB_reverse[L12-810] | L12-810 | {'dcopf': True, 'ieee_24bus_G04': True} | TRUE | -0.06304 | -2.5 |  | 2.437 | {'branch_real_power_flow[L12-810]': -0.06304005173930881}
t-1 | dcopf | 2 | branch_real_power_flow_UB_reverse[L13-1113] | L13-1113 | {'dcopf': True, 'ieee_24bus_G04': True} | TRUE | 0.85397 | -5 |  | 5.854 | {'branch_real_power_flow[L13-1113]': 0.8539694122287452}
t-1 | dcopf | 2 | branch_real_power_flow_UB_reverse[L14-1114] | L14-1114 | {'dcopf': True, 'ieee_24bus_G04': True} | TRUE | 0.091324 | -5 |  | 5.0913 | {'branch_real_power_flow[L14-1114]': 0.0913244659506312}
t-1 | dcopf | 2 | branch_real_power_flow_UB_reverse[L15-1213] | L15-1213 | {'dcopf': True, 'ieee_24bus_G04': True} | TRUE | 1.1752 | -5 |  | 6.1752 | {'branch_real_power_flow[L15-1213]': 1.175205240715231}
t-1 | dcopf | 2 | branch_real_power_flow_UB_reverse[L16-1223] | L16-1223 | {'dcopf': True, 'ieee_24bus_G04': True} | TRUE | -0.60316 | -5 |  | 4.3968 | {'branch_real_power_flow[L16-1223]': -0.6031568013487232}
t-1 | dcopf | 2 | branch_real_power_flow_UB_reverse[L17-1323] | L17-1323 | {'dcopf': True, 'ieee_24bus_G04': True} | TRUE | -1.3208 | -5 |  | 3.6792 | {'branch_real_power_flow[L17-1323]': -1.320825347056024}
t-1 | dcopf | 2 | branch_real_power_flow_UB_reverse[L18-1416] | L18-1416 | {'dcopf': True, 'ieee_24bus_G04': True} | TRUE | -2.3587 | -5 |  | 2.6413 | {'branch_real_power_flow[L18-1416]': -2.358675534049369}
t-1 | dcopf | 2 | branch_real_power_flow_UB_reverse[L19-1516] | L19-1516 | {'dcopf': True, 'ieee_24bus_G04': True} | TRUE | 2.2475 | -5 |  | 7.2475 | {'branch_real_power_flow[L19-1516]': 2.2475468934238787}
t-1 | dcopf | 2 | branch_real_power_flow_UB_reverse[L20-1521] | L20-1521 | {'dcopf': True, 'ieee_24bus_G04': True} | TRUE | -2.1449 | -5 |  | 2.8551 | {'branch_real_power_flow[L20-1521]': -2.144944605484884}
t-1 | dcopf | 2 | branch_real_power_flow_UB_reverse[L21-1521] | L21-1521 | {'dcopf': True, 'ieee_24bus_G04': True} | TRUE | -2.1449 | -5 |  | 2.8551 | {'branch_real_power_flow[L21-1521]': -2.144944605484884}
t-1 | dcopf | 2 | branch_real_power_flow_UB_reverse[L22-1524] | L22-1524 | {'dcopf': True, 'ieee_24bus_G04': True} | TRUE | 0.14002 | -5 |  | 5.14 | {'branch_real_power_flow[L22-1524]': 0.14002133540301667}
t-1 | dcopf | 2 | branch_real_power_flow_UB_reverse[L23-1617] | L23-1617 | {'dcopf': True, 'ieee_24bus_G04': True} | TRUE | -2.5101 | -5 |  | 2.4899 | {'branch_real_power_flow[L23-1617]': -2.510110789030237}
t-1 | dcopf | 2 | branch_real_power_flow_UB_reverse[L24-1619] | L24-1619 | {'dcopf': True, 'ieee_24bus_G04': True} | TRUE | 2.699 | -5 |  | 7.699 | {'branch_real_power_flow[L24-1619]': 2.698982148404747}
t-1 | dcopf | 2 | branch_real_power_flow_UB_reverse[L25-1718] | L25-1718 | {'dcopf': True, 'ieee_24bus_G04': True} | TRUE | -1.1833 | -5 |  | 3.8167 | {'branch_real_power_flow[L25-1718]': -1.1833020809554553}
t-1 | dcopf | 2 | branch_real_power_flow_UB_reverse[L26-1722] | L26-1722 | {'dcopf': True, 'ieee_24bus_G04': True} | TRUE | -1.3268 | -5 |  | 3.6732 | {'branch_real_power_flow[L26-1722]': -1.326808708074782}
t-1 | dcopf | 2 | branch_real_power_flow_UB_reverse[L27-1821] | L27-1821 | {'dcopf': True, 'ieee_24bus_G04': True} | TRUE | -0.69165 | -5 |  | 4.3083 | {'branch_real_power_flow[L27-1821]': -0.6916510404777277}
t-1 | dcopf | 2 | branch_real_power_flow_UB_reverse[L28-1821] | L28-1821 | {'dcopf': True, 'ieee_24bus_G04': True} | TRUE | -0.69165 | -5 |  | 4.3083 | {'branch_real_power_flow[L28-1821]': -0.6916510404777277}
t-1 | dcopf | 2 | branch_real_power_flow_UB_reverse[L29-1920] | L29-1920 | {'dcopf': True, 'ieee_24bus_G04': True} | TRUE | 0.22449 | -5 |  | 5.2245 | {'branch_real_power_flow[L29-1920]': 0.22449107420237358}
t-1 | dcopf | 2 | branch_real_power_flow_UB_reverse[L30-1920] | L30-1920 | {'dcopf': True, 'ieee_24bus_G04': True} | TRUE | 0.22449 | -5 |  | 5.2245 | {'branch_real_power_flow[L30-1920]': 0.22449107420237358}
t-1 | dcopf | 2 | branch_real_power_flow_UB_reverse[L31-2023] | L31-2023 | {'dcopf': True, 'ieee_24bus_G04': True} | TRUE | -0.58801 | -5 |  | 4.412 | {'branch_real_power_flow[L31-2023]': -0.5880089257976264}
t-1 | dcopf | 2 | branch_real_power_flow_UB_reverse[L32-2023] | L32-2023 | {'dcopf': True, 'ieee_24bus_G04': True} | TRUE | -0.58801 | -5 |  | 4.412 | {'branch_real_power_flow[L32-2023]': -0.5880089257976264}
t-1 | dcopf | 2 | branch_real_power_flow_UB_reverse[L33-2122] | L33-2122 | {'dcopf': True, 'ieee_24bus_G04': True} | TRUE | -1.6732 | -5 |  | 3.3268 | {'branch_real_power_flow[L33-2122]': -1.673191291925218}
t-1 | dcopf | 2 | transformer_2W_real_power_flow_UB[T1-324] | T1-324 | {'dcopf': True, 'ieee_24bus_G04': True} | TRUE | -0.14002 |  | 0.5 | 0.64002 | {'transformer_2W_real_power_flow[T1-324]': -0.14002133540301667}
t-1 | dcopf | 2 | transformer_2W_real_power_flow_UB[T2-911] | T2-911 | {'dcopf': True, 'ieee_24bus_G04': True} | TRUE | 0.44529 |  | 0.5 | 0.054706 | {'transformer_2W_real_power_flow[T2-911]': 0.44529387817937643}
t-1 | dcopf | 2 | transformer_2W_real_power_flow_UB[T3-912] | T3-912 | {'dcopf': True, 'ieee_24bus_G04': True} | TRUE | 0.25867 |  | 0.5 | 0.24133 | {'transformer_2W_real_power_flow[T3-912]': 0.2586711587729411}
t-1 | dcopf | 2 | transformer_2W_real_power_flow_UB[T4-1011] | T4-1011 | {'dcopf': True, 'ieee_24bus_G04': True} | TRUE | 0.5 |  | 0.5 | 0 | {'transformer_2W_real_power_flow[T4-1011]': 0.5}
t-1 | dcopf | 2 | transformer_2W_real_power_flow_UB[T5-1012] | T5-1012 | {'dcopf': True, 'ieee_24bus_G04': True} | TRUE | 0.31338 |  | 0.5 | 0.18662 | {'transformer_2W_real_power_flow[T5-1012]': 0.3133772805935655}
t-1 | dcopf | 2 | transformer_2W_real_power_flow_UB_reverse[T1-324] | T1-324 | {'dcopf': True, 'ieee_24bus_G04': True} | TRUE | -0.14002 | -0.5 |  | 0.35998 | {'transformer_2W_real_power_flow[T1-324]': -0.14002133540301667}
t-1 | dcopf | 2 | transformer_2W_real_power_flow_UB_reverse[T2-911] | T2-911 | {'dcopf': True, 'ieee_24bus_G04': True} | TRUE | 0.44529 | -0.5 |  | 0.94529 | {'transformer_2W_real_power_flow[T2-911]': 0.44529387817937643}
t-1 | dcopf | 2 | transformer_2W_real_power_flow_UB_reverse[T3-912] | T3-912 | {'dcopf': True, 'ieee_24bus_G04': True} | TRUE | 0.25867 | -0.5 |  | 0.75867 | {'transformer_2W_real_power_flow[T3-912]': 0.2586711587729411}
t-1 | dcopf | 2 | transformer_2W_real_power_flow_UB_reverse[T4-1011] | T4-1011 | {'dcopf': True, 'ieee_24bus_G04': True} | TRUE | 0.5 | -0.5 |  | 1 | {'transformer_2W_real_power_flow[T4-1011]': 0.5}
t-1 | dcopf | 2 | transformer_2W_real_power_flow_UB_reverse[T5-1012] | T5-1012 | {'dcopf': True, 'ieee_24bus_G04': True} | TRUE | 0.31338 | -0.5 |  | 0.81338 | {'transformer_2W_real_power_flow[T5-1012]': 0.3133772805935655}
t-1 | dcopf | 2 | dcopf_generation_redispatch[G1] | G1 | {'dcopf': True, 'ieee_24bus_G04': True} | TRUE | 0 | 0 | 0 | 0 | {'generator_real_power_out[G1]': 0.0, 'generator_real_power_offer[G1]': 0.0, 'generator_real_power_bid[G1]': 0.0}
t-1 | dcopf | 2 | dcopf_generation_redispatch[G2] | G2 | {'dcopf': True, 'ieee_24bus_G04': True} | TRUE | 0 | 0 | 0 | 0 | {'generator_real_power_out[G2]': 0.0, 'generator_real_power_offer[G2]': 0.0, 'generator_real_power_bid[G2]': 0.0}
t-1 | dcopf | 2 | dcopf_generation_redispatch[G3] | G3 | {'dcopf': True, 'ieee_24bus_G04': True} | TRUE | 0 | 0 | 0 | 0 | {'generator_real_power_out[G3]': 0.0, 'generator_real_power_offer[G3]': 0.0, 'generator_real_power_bid[G3]': 0.0}
t-1 | dcopf | 2 | dcopf_generation_redispatch[G4] | G4 | {'dcopf': True, 'ieee_24bus_G04': True} | TRUE | 0 | 0 | 0 | 0 | {'generator_real_power_out[G4]': 0.0, 'generator_real_power_offer[G4]': 0.0, 'generator_real_power_bid[G4]': 0.0}
t-1 | dcopf | 2 | dcopf_generation_redispatch[G5] | G5 | {'dcopf': True, 'ieee_24bus_G04': True} | TRUE | 0 | 0 | 0 | 0 | {'generator_real_power_out[G5]': 0.547679017857128, 'generator_real_power_offer[G5]': 0.547679017857128, 'generator_real_power_bid[G5]': 0.0}
t-1 | dcopf | 2 | dcopf_generation_redispatch[G6] | G6 | {'dcopf': True, 'ieee_24bus_G04': True} | TRUE | 0 | 0 | 0 | 0 | {'generator_real_power_out[G6]': 1.55, 'generator_real_power_offer[G6]': 1.55, 'generator_real_power_bid[G6]': 0.0}
t-1 | dcopf | 2 | dcopf_generation_redispatch[G7] | G7 | {'dcopf': True, 'ieee_24bus_G04': True} | TRUE | 0 | 0 | 0 | 0 | {'generator_real_power_out[G7]': 1.55, 'generator_real_power_offer[G7]': 1.55, 'generator_real_power_bid[G7]': 0.0}
t-1 | dcopf | 2 | dcopf_generation_redispatch[G8] | G8 | {'dcopf': True, 'ieee_24bus_G04': True} | TRUE | 0 | 0 | 0 | 0 | {'generator_real_power_out[G8]': 4.0, 'generator_real_power_offer[G8]': 1.0, 'generator_real_power_bid[G8]': 0.0}
t-1 | dcopf | 2 | dcopf_generation_redispatch[G9] | G9 | {'dcopf': True, 'ieee_24bus_G04': True} | TRUE | 0 | 0 | 0 | 0 | {'generator_real_power_out[G9]': 4.0, 'generator_real_power_offer[G9]': 0.0, 'generator_real_power_bid[G9]': 0.0}
t-1 | dcopf | 2 | dcopf_generation_redispatch[G10] | G10 | {'dcopf': True, 'ieee_24bus_G04': True} | TRUE | 0 | 0 | 0 | 0 | {'generator_real_power_out[G10]': 3.0, 'generator_real_power_offer[G10]': 3.0, 'generator_real_power_bid[G10]': 0.0}
t-1 | dcopf | 2 | dcopf_generation_redispatch[G11] | G11 | {'dcopf': True, 'ieee_24bus_G04': True} | TRUE | 0 | 0 | 0 | 0 | {'generator_real_power_out[G11]': 3.1, 'generator_real_power_offer[G11]': 3.1, 'generator_real_power_bid[G11]': 0.0}
t-1 | dcopf | 2 | dcopf_generation_redispatch[G12] | G12 | {'dcopf': True, 'ieee_24bus_G04': True} | TRUE | 0 | 0 | 0 | 0 | {'generator_real_power_out[G12]': 0.0, 'generator_real_power_offer[G12]': 0.0, 'generator_real_power_bid[G12]': 0.0}
t-1 | dcopf | 2 | dcopf_generation_redispatch['W@1.1'] | W@1.1 | {'dcopf': True, 'ieee_24bus_G04': True} | TRUE | 0 | 0 | 0 | 0 | {"generator_real_power_out['W@1.1']": 1.2174403273809578, "generator_real_power_offer['W@1.1']": 0.0, "generator_real_power_bid['W@1.1']": 1.7825596726190422}
t-1 | dcopf | 2 | dcopf_generation_redispatch['W@1.2'] | W@1.2 | {'dcopf': True, 'ieee_24bus_G04': True} | TRUE | 0 | 0 | 0 | 0 | {"generator_real_power_out['W@1.2']": 1.2174403273809622, "generator_real_power_offer['W@1.2']": 0.0, "generator_real_power_bid['W@1.2']": 1.7825596726190378}
t-1 | dcopf | 2 | dcopf_generation_redispatch[W@2] | W@2 | {'dcopf': True, 'ieee_24bus_G04': True} | TRUE | 0 | 0 | 0 | 0 | {'generator_real_power_out[W@2]': 1.2000000000000002, 'generator_real_power_offer[W@2]': 0.0, 'generator_real_power_bid[W@2]': 1.7999999999999998}
t-1 | dcopf | 2 | dcopf_generation_redispatch[W@3] | W@3 | {'dcopf': True, 'ieee_24bus_G04': True} | TRUE | 0 | 0 | 0 | 0 | {'generator_real_power_out[W@3]': 1.2174403273809613, 'generator_real_power_offer[W@3]': 0.0, 'generator_real_power_bid[W@3]': 1.7825596726190387}
t-1 | dcopf | 2 | dcopf_generation_redispatch[W@5] | W@5 | {'dcopf': True, 'ieee_24bus_G04': True} | TRUE | 0 | 0 | 0 | 0 | {'generator_real_power_out[W@5]': 1.2000000000000002, 'generator_real_power_offer[W@5]': 0.0, 'generator_real_power_bid[W@5]': 1.7999999999999998}
t-1 | dcopf | 2 | dcopf_generation_redispatch[W@7] | W@7 | {'dcopf': True, 'ieee_24bus_G04': True} | TRUE | 0 | 0 | 0 | 0 | {'generator_real_power_out[W@7]': 1.2000000000000002, 'generator_real_power_offer[W@7]': 0.0, 'generator_real_power_bid[W@7]': 1.7999999999999998}
t-1 | dcopf | 2 | generator_prorata_bid_decompose[G1] | G1 | {'dcopf': True, 'ieee_24bus_G04': True} | TRUE | 0 | 0 | 0 | 0 | {'generator_real_power_bid[G1]': 0.0, 'generator_real_power_bid_nonfirm[G1]': 0.0, 'generator_real_power_bid_firm[G1]': 0.0}
t-1 | dcopf | 2 | generator_prorata_bid_decompose[G2] | G2 | {'dcopf': True, 'ieee_24bus_G04': True} | TRUE | 0 | 0 | 0 | 0 | {'generator_real_power_bid[G2]': 0.0, 'generator_real_power_bid_nonfirm[G2]': 0.0, 'generator_real_power_bid_firm[G2]': 0.0}
t-1 | dcopf | 2 | generator_prorata_bid_decompose[G3] | G3 | {'dcopf': True, 'ieee_24bus_G04': True} | TRUE | 0 | 0 | 0 | 0 | {'generator_real_power_bid[G3]': 0.0, 'generator_real_power_bid_nonfirm[G3]': 0.0, 'generator_real_power_bid_firm[G3]': 0.0}
t-1 | dcopf | 2 | generator_prorata_bid_decompose[G4] | G4 | {'dcopf': True, 'ieee_24bus_G04': True} | TRUE | 0 | 0 | 0 | 0 | {'generator_real_power_bid[G4]': 0.0, 'generator_real_power_bid_nonfirm[G4]': 0.0, 'generator_real_power_bid_firm[G4]': 0.0}
t-1 | dcopf | 2 | generator_prorata_bid_decompose[G5] | G5 | {'dcopf': True, 'ieee_24bus_G04': True} | TRUE | 0 | 0 | 0 | 0 | {'generator_real_power_bid[G5]': 0.0, 'generator_real_power_bid_nonfirm[G5]': 0.0, 'generator_real_power_bid_firm[G5]': 0.0}
t-1 | dcopf | 2 | generator_prorata_bid_decompose[G6] | G6 | {'dcopf': True, 'ieee_24bus_G04': True} | TRUE | 0 | 0 | 0 | 0 | {'generator_real_power_bid[G6]': 0.0, 'generator_real_power_bid_nonfirm[G6]': 0.0, 'generator_real_power_bid_firm[G6]': 0.0}
t-1 | dcopf | 2 | generator_prorata_bid_decompose[G7] | G7 | {'dcopf': True, 'ieee_24bus_G04': True} | TRUE | 0 | 0 | 0 | 0 | {'generator_real_power_bid[G7]': 0.0, 'generator_real_power_bid_nonfirm[G7]': 0.0, 'generator_real_power_bid_firm[G7]': 0.0}
t-1 | dcopf | 2 | generator_prorata_bid_decompose[G8] | G8 | {'dcopf': True, 'ieee_24bus_G04': True} | TRUE | 0 | 0 | 0 | 0 | {'generator_real_power_bid[G8]': 0.0, 'generator_real_power_bid_nonfirm[G8]': 0.0, 'generator_real_power_bid_firm[G8]': 0.0}
t-1 | dcopf | 2 | generator_prorata_bid_decompose[G9] | G9 | {'dcopf': True, 'ieee_24bus_G04': True} | TRUE | 0 | 0 | 0 | 0 | {'generator_real_power_bid[G9]': 0.0, 'generator_real_power_bid_nonfirm[G9]': 0.0, 'generator_real_power_bid_firm[G9]': 0.0}
t-1 | dcopf | 2 | generator_prorata_bid_decompose[G10] | G10 | {'dcopf': True, 'ieee_24bus_G04': True} | TRUE | 0 | 0 | 0 | 0 | {'generator_real_power_bid[G10]': 0.0, 'generator_real_power_bid_nonfirm[G10]': 0.0, 'generator_real_power_bid_firm[G10]': 0.0}
t-1 | dcopf | 2 | generator_prorata_bid_decompose[G11] | G11 | {'dcopf': True, 'ieee_24bus_G04': True} | TRUE | 0 | 0 | 0 | 0 | {'generator_real_power_bid[G11]': 0.0, 'generator_real_power_bid_nonfirm[G11]': 0.0, 'generator_real_power_bid_firm[G11]': 0.0}
t-1 | dcopf | 2 | generator_prorata_bid_decompose[G12] | G12 | {'dcopf': True, 'ieee_24bus_G04': True} | TRUE | 0 | 0 | 0 | 0 | {'generator_real_power_bid[G12]': 0.0, 'generator_real_power_bid_nonfirm[G12]': 0.0, 'generator_real_power_bid_firm[G12]': 0.0}
t-1 | dcopf | 2 | generator_prorata_bid_decompose['W@1.1'] | W@1.1 | {'dcopf': True, 'ieee_24bus_G04': True} | TRUE | 0 | 0 | 0 | 0 | {"generator_real_power_bid['W@1.1']": 1.7825596726190422, "generator_real_power_bid_nonfirm['W@1.1']": 1.7825596726190422, "generator_real_power_bid_firm['W@1.1']": 0.0}
t-1 | dcopf | 2 | generator_prorata_bid_decompose['W@1.2'] | W@1.2 | {'dcopf': True, 'ieee_24bus_G04': True} | TRUE | -2.2204e-16 | 0 | 0 | -2.2204e-16 | {"generator_real_power_bid['W@1.2']": 1.7825596726190378, "generator_real_power_bid_nonfirm['W@1.2']": 1.782559672619038, "generator_real_power_bid_firm['W@1.2']": 0.0}
t-1 | dcopf | 2 | generator_prorata_bid_decompose[W@2] | W@2 | {'dcopf': True, 'ieee_24bus_G04': True} | TRUE | -2.2204e-16 | 0 | 0 | -2.2204e-16 | {'generator_real_power_bid[W@2]': 1.7999999999999998, 'generator_real_power_bid_nonfirm[W@2]': 1.8, 'generator_real_power_bid_firm[W@2]': 0.0}
t-1 | dcopf | 2 | generator_prorata_bid_decompose[W@3] | W@3 | {'dcopf': True, 'ieee_24bus_G04': True} | TRUE | 0 | 0 | 0 | 0 | {'generator_real_power_bid[W@3]': 1.7825596726190387, 'generator_real_power_bid_nonfirm[W@3]': 1.7825596726190387, 'generator_real_power_bid_firm[W@3]': 0.0}
t-1 | dcopf | 2 | generator_prorata_bid_decompose[W@5] | W@5 | {'dcopf': True, 'ieee_24bus_G04': True} | TRUE | -2.2204e-16 | 0 | 0 | -2.2204e-16 | {'generator_real_power_bid[W@5]': 1.7999999999999998, 'generator_real_power_bid_nonfirm[W@5]': 1.8, 'generator_real_power_bid_firm[W@5]': 0.0}
t-1 | dcopf | 2 | generator_prorata_bid_decompose[W@7] | W@7 | {'dcopf': True, 'ieee_24bus_G04': True} | TRUE | -2.2204e-16 | 0 | 0 | -2.2204e-16 | {'generator_real_power_bid[W@7]': 1.7999999999999998, 'generator_real_power_bid_nonfirm[W@7]': 1.8, 'generator_real_power_bid_firm[W@7]': 0.0}
t-1 | dcopf | 2 | generator_prorata_offer_bigM['W@1.1'] | W@1.1 | {'dcopf': True, 'ieee_24bus_G04': True} | TRUE | 0 |  | 0 | 0 | {"generator_real_power_offer['W@1.1']": 0.0, "generator_offer_indicator['W@1.1']": 0.0}
t-1 | dcopf | 2 | generator_prorata_offer_bigM['W@1.2'] | W@1.2 | {'dcopf': True, 'ieee_24bus_G04': True} | TRUE | 0 |  | 0 | 0 | {"generator_real_power_offer['W@1.2']": 0.0, "generator_offer_indicator['W@1.2']": 0.0}
t-1 | dcopf | 2 | generator_prorata_offer_bigM[W@2] | W@2 | {'dcopf': True, 'ieee_24bus_G04': True} | TRUE | 0 |  | 0 | 0 | {'generator_real_power_offer[W@2]': 0.0, 'generator_offer_indicator[W@2]': 0.0}
t-1 | dcopf | 2 | generator_prorata_offer_bigM[W@3] | W@3 | {'dcopf': True, 'ieee_24bus_G04': True} | TRUE | 0 |  | 0 | 0 | {'generator_real_power_offer[W@3]': 0.0, 'generator_offer_indicator[W@3]': 0.0}
t-1 | dcopf | 2 | generator_prorata_offer_bigM[W@5] | W@5 | {'dcopf': True, 'ieee_24bus_G04': True} | TRUE | 0 |  | 0 | 0 | {'generator_real_power_offer[W@5]': 0.0, 'generator_offer_indicator[W@5]': 0.0}
t-1 | dcopf | 2 | generator_prorata_offer_bigM[W@7] | W@7 | {'dcopf': True, 'ieee_24bus_G04': True} | TRUE | 0 |  | 0 | 0 | {'generator_real_power_offer[W@7]': 0.0, 'generator_offer_indicator[W@7]': 0.0}
t-1 | dcopf | 2 | generator_prorata_bid_bigM['W@1.1'] | W@1.1 | {'dcopf': True, 'ieee_24bus_G04': True} | TRUE | -1.2174 |  | 0 | 1.2174 | {"generator_real_power_bid_firm['W@1.1']": 0.0, "generator_real_power_bid_nonfirm['W@1.1']": 1.7825596726190422, "generator_offer_indicator['W@1.1']": 0.0}
t-1 | dcopf | 2 | generator_prorata_bid_bigM['W@1.2'] | W@1.2 | {'dcopf': True, 'ieee_24bus_G04': True} | TRUE | -1.2174 |  | 0 | 1.2174 | {"generator_real_power_bid_firm['W@1.2']": 0.0, "generator_real_power_bid_nonfirm['W@1.2']": 1.782559672619038, "generator_offer_indicator['W@1.2']": 0.0}
t-1 | dcopf | 2 | generator_prorata_bid_bigM[W@2] | W@2 | {'dcopf': True, 'ieee_24bus_G04': True} | TRUE | -1.2 |  | 0 | 1.2 | {'generator_real_power_bid_firm[W@2]': 0.0, 'generator_real_power_bid_nonfirm[W@2]': 1.8, 'generator_offer_indicator[W@2]': 0.0}
t-1 | dcopf | 2 | generator_prorata_bid_bigM[W@3] | W@3 | {'dcopf': True, 'ieee_24bus_G04': True} | TRUE | -1.2174 |  | 0 | 1.2174 | {'generator_real_power_bid_firm[W@3]': 0.0, 'generator_real_power_bid_nonfirm[W@3]': 1.7825596726190387, 'generator_offer_indicator[W@3]': 0.0}
t-1 | dcopf | 2 | generator_prorata_bid_bigM[W@5] | W@5 | {'dcopf': True, 'ieee_24bus_G04': True} | TRUE | -1.2 |  | 0 | 1.2 | {'generator_real_power_bid_firm[W@5]': 0.0, 'generator_real_power_bid_nonfirm[W@5]': 1.8, 'generator_offer_indicator[W@5]': 0.0}
t-1 | dcopf | 2 | generator_prorata_bid_bigM[W@7] | W@7 | {'dcopf': True, 'ieee_24bus_G04': True} | TRUE | -1.2 |  | 0 | 1.2 | {'generator_real_power_bid_firm[W@7]': 0.0, 'generator_real_power_bid_nonfirm[W@7]': 1.8, 'generator_offer_indicator[W@7]': 0.0}
t-1 | dcopf | 2 | generator_prorata_no_offer_when_curtailed['W@1.1'] | W@1.1 | {'dcopf': True, 'ieee_24bus_G04': True} | TRUE | 0.59419 |  | 1 | 0.40581 | {"generator_offer_indicator['W@1.1']": 0.0, "generator_prorata_curtailment['W@1.1']": 0.5941865575396807}
t-1 | dcopf | 2 | generator_prorata_no_offer_when_curtailed['W@1.2'] | W@1.2 | {'dcopf': True, 'ieee_24bus_G04': True} | TRUE | 0.59419 |  | 1 | 0.40581 | {"generator_offer_indicator['W@1.2']": 0.0, "generator_prorata_curtailment['W@1.2']": 0.5941865575396793}
t-1 | dcopf | 2 | generator_prorata_no_offer_when_curtailed[W@2] | W@2 | {'dcopf': True, 'ieee_24bus_G04': True} | TRUE | 0.6 |  | 1 | 0.4 | {'generator_offer_indicator[W@2]': 0.0, 'generator_prorata_curtailment[W@2]': 0.6}
t-1 | dcopf | 2 | generator_prorata_no_offer_when_curtailed[W@3] | W@3 | {'dcopf': True, 'ieee_24bus_G04': True} | TRUE | 0.59419 |  | 1 | 0.40581 | {'generator_offer_indicator[W@3]': 0.0, 'generator_prorata_curtailment[W@3]': 0.5941865575396795}
t-1 | dcopf | 2 | generator_prorata_no_offer_when_curtailed[W@5] | W@5 | {'dcopf': True, 'ieee_24bus_G04': True} | TRUE | 0.6 |  | 1 | 0.4 | {'generator_offer_indicator[W@5]': 0.0, 'generator_prorata_curtailment[W@5]': 0.6}
t-1 | dcopf | 2 | generator_prorata_no_offer_when_curtailed[W@7] | W@7 | {'dcopf': True, 'ieee_24bus_G04': True} | TRUE | 0.6 |  | 1 | 0.4 | {'generator_offer_indicator[W@7]': 0.0, 'generator_prorata_curtailment[W@7]': 0.6}
t-1 | dcopf | 2 | generation_prorata_curtailment_LB['W@1.1'] | W@1.1 | {'dcopf': True, 'ieee_24bus_G04': True} | TRUE | 0 |  | 0 | 0 | {"generator_prorata_curtailment['W@1.1']": 0.5941865575396807, "generator_real_power_bid_nonfirm['W@1.1']": 1.7825596726190422, "generator_real_power_bid_firm['W@1.1']": 0.0}
t-1 | dcopf | 2 | generation_prorata_curtailment_LB['W@1.2'] | W@1.2 | {'dcopf': True, 'ieee_24bus_G04': True} | TRUE | -2.2204e-16 |  | 0 | 2.2204e-16 | {"generator_prorata_curtailment['W@1.2']": 0.5941865575396793, "generator_real_power_bid_nonfirm['W@1.2']": 1.782559672619038, "generator_real_power_bid_firm['W@1.2']": 0.0}
t-1 | dcopf | 2 | generation_prorata_curtailment_LB[W@2] | W@2 | {'dcopf': True, 'ieee_24bus_G04': True} | TRUE | -2.2204e-16 |  | 0 | 2.2204e-16 | {'generator_prorata_curtailment[W@2]': 0.6, 'generator_real_power_bid_nonfirm[W@2]': 1.8, 'generator_real_power_bid_firm[W@2]': 0.0}
t-1 | dcopf | 2 | generation_prorata_curtailment_LB[W@3] | W@3 | {'dcopf': True, 'ieee_24bus_G04': True} | TRUE | 0 |  | 0 | 0 | {'generator_prorata_curtailment[W@3]': 0.5941865575396795, 'generator_real_power_bid_nonfirm[W@3]': 1.7825596726190387, 'generator_real_power_bid_firm[W@3]': 0.0}
t-1 | dcopf | 2 | generation_prorata_curtailment_LB[W@5] | W@5 | {'dcopf': True, 'ieee_24bus_G04': True} | TRUE | -2.2204e-16 |  | 0 | 2.2204e-16 | {'generator_prorata_curtailment[W@5]': 0.6, 'generator_real_power_bid_nonfirm[W@5]': 1.8, 'generator_real_power_bid_firm[W@5]': 0.0}
t-1 | dcopf | 2 | generation_prorata_curtailment_LB[W@7] | W@7 | {'dcopf': True, 'ieee_24bus_G04': True} | TRUE | -2.2204e-16 |  | 0 | 2.2204e-16 | {'generator_prorata_curtailment[W@7]': 0.6, 'generator_real_power_bid_nonfirm[W@7]': 1.8, 'generator_real_power_bid_firm[W@7]': 0.0}
t-1 | dcopf | 2 | generation_prorata_curtailment_UB['W@1.1'] | W@1.1 | {'dcopf': True, 'ieee_24bus_G04': True} | TRUE | 0 |  | 0 | 0 | {"generator_real_power_bid_nonfirm['W@1.1']": 1.7825596726190422, "generator_real_power_bid_firm['W@1.1']": 0.0, "generator_prorata_curtailment['W@1.1']": 0.5941865575396807, "generator_commitment['W@1.1']": 1.0}
t-1 | dcopf | 2 | generation_prorata_curtailment_UB['W@1.2'] | W@1.2 | {'dcopf': True, 'ieee_24bus_G04': True} | TRUE | 2.2204e-16 |  | 0 | -2.2204e-16 | {"generator_real_power_bid_nonfirm['W@1.2']": 1.782559672619038, "generator_real_power_bid_firm['W@1.2']": 0.0, "generator_prorata_curtailment['W@1.2']": 0.5941865575396793, "generator_commitment['W@1.2']": 1.0}
t-1 | dcopf | 2 | generation_prorata_curtailment_UB[W@2] | W@2 | {'dcopf': True, 'ieee_24bus_G04': True} | TRUE | 2.2204e-16 |  | 0 | -2.2204e-16 | {'generator_real_power_bid_nonfirm[W@2]': 1.8, 'generator_real_power_bid_firm[W@2]': 0.0, 'generator_prorata_curtailment[W@2]': 0.6, 'generator_commitment[W@2]': 1.0}
t-1 | dcopf | 2 | generation_prorata_curtailment_UB[W@3] | W@3 | {'dcopf': True, 'ieee_24bus_G04': True} | TRUE | 0 |  | 0 | 0 | {'generator_real_power_bid_nonfirm[W@3]': 1.7825596726190387, 'generator_real_power_bid_firm[W@3]': 0.0, 'generator_prorata_curtailment[W@3]': 0.5941865575396795, 'generator_commitment[W@3]': 1.0}
t-1 | dcopf | 2 | generation_prorata_curtailment_UB[W@5] | W@5 | {'dcopf': True, 'ieee_24bus_G04': True} | TRUE | 2.2204e-16 |  | 0 | -2.2204e-16 | {'generator_real_power_bid_nonfirm[W@5]': 1.8, 'generator_real_power_bid_firm[W@5]': 0.0, 'generator_prorata_curtailment[W@5]': 0.6, 'generator_commitment[W@5]': 1.0}
t-1 | dcopf | 2 | generation_prorata_curtailment_UB[W@7] | W@7 | {'dcopf': True, 'ieee_24bus_G04': True} | TRUE | 2.2204e-16 |  | 0 | -2.2204e-16 | {'generator_real_power_bid_nonfirm[W@7]': 1.8, 'generator_real_power_bid_firm[W@7]': 0.0, 'generator_prorata_curtailment[W@7]': 0.6, 'generator_commitment[W@7]': 1.0}
t-1 | dcopf | 2 | generation_prorata_curtailment_piecewise_logic_firm[G1] | G1 | {'dcopf': True, 'ieee_24bus_G04': True} | TRUE | 0 |  | 1.52 | 1.52 | {'generator_real_power_bid_firm[G1]': 0.0}
t-1 | dcopf | 2 | generation_prorata_curtailment_piecewise_logic_firm[G2] | G2 | {'dcopf': True, 'ieee_24bus_G04': True} | TRUE | 0 |  | 1.52 | 1.52 | {'generator_real_power_bid_firm[G2]': 0.0}
t-1 | dcopf | 2 | generation_prorata_curtailment_piecewise_logic_firm[G3] | G3 | {'dcopf': True, 'ieee_24bus_G04': True} | TRUE | 0 |  | 3.5 | 3.5 | {'generator_real_power_bid_firm[G3]': 0.0}
t-1 | dcopf | 2 | generation_prorata_curtailment_piecewise_logic_firm[G4] | G4 | {'dcopf': True, 'ieee_24bus_G04': True} | TRUE | 0 |  | 5.91 | 5.91 | {'generator_real_power_bid_firm[G4]': 0.0}
t-1 | dcopf | 2 | generation_prorata_curtailment_piecewise_logic_firm[G5] | G5 | {'dcopf': True, 'ieee_24bus_G04': True} | TRUE | 0 |  | 0.6 | 0.6 | {'generator_real_power_bid_firm[G5]': 0.0}
t-1 | dcopf | 2 | generation_prorata_curtailment_piecewise_logic_firm[G6] | G6 | {'dcopf': True, 'ieee_24bus_G04': True} | TRUE | 0 |  | 1.55 | 1.55 | {'generator_real_power_bid_firm[G6]': 0.0}
t-1 | dcopf | 2 | generation_prorata_curtailment_piecewise_logic_firm[G7] | G7 | {'dcopf': True, 'ieee_24bus_G04': True} | TRUE | 0 |  | 1.55 | 1.55 | {'generator_real_power_bid_firm[G7]': 0.0}
t-1 | dcopf | 2 | generation_prorata_curtailment_piecewise_logic_firm[G8] | G8 | {'dcopf': True, 'ieee_24bus_G04': True} | TRUE | 0 |  | 4 | 4 | {'generator_real_power_bid_firm[G8]': 0.0}
t-1 | dcopf | 2 | generation_prorata_curtailment_piecewise_logic_firm[G9] | G9 | {'dcopf': True, 'ieee_24bus_G04': True} | TRUE | 0 |  | 4 | 4 | {'generator_real_power_bid_firm[G9]': 0.0}
t-1 | dcopf | 2 | generation_prorata_curtailment_piecewise_logic_firm[G10] | G10 | {'dcopf': True, 'ieee_24bus_G04': True} | TRUE | 0 |  | 3 | 3 | {'generator_real_power_bid_firm[G10]': 0.0}
t-1 | dcopf | 2 | generation_prorata_curtailment_piecewise_logic_firm[G11] | G11 | {'dcopf': True, 'ieee_24bus_G04': True} | TRUE | 0 |  | 3.1 | 3.1 | {'generator_real_power_bid_firm[G11]': 0.0}
t-1 | dcopf | 2 | generation_prorata_curtailment_piecewise_logic_firm[G12] | G12 | {'dcopf': True, 'ieee_24bus_G04': True} | TRUE | 0 |  | 3.5 | 3.5 | {'generator_real_power_bid_firm[G12]': 0.0}
t-1 | dcopf | 2 | generation_prorata_curtailment_piecewise_logic_firm['W@1.1'] | W@1.1 | {'dcopf': True, 'ieee_24bus_G04': True} | TRUE | 0 |  | 1.2 | 1.2 | {"generator_real_power_bid_firm['W@1.1']": 0.0}
t-1 | dcopf | 2 | generation_prorata_curtailment_piecewise_logic_firm['W@1.2'] | W@1.2 | {'dcopf': True, 'ieee_24bus_G04': True} | TRUE | 0 |  | 1.2 | 1.2 | {"generator_real_power_bid_firm['W@1.2']": 0.0}
t-1 | dcopf | 2 | generation_prorata_curtailment_piecewise_logic_firm[W@2] | W@2 | {'dcopf': True, 'ieee_24bus_G04': True} | TRUE | 0 |  | 1.2 | 1.2 | {'generator_real_power_bid_firm[W@2]': 0.0}
t-1 | dcopf | 2 | generation_prorata_curtailment_piecewise_logic_firm[W@3] | W@3 | {'dcopf': True, 'ieee_24bus_G04': True} | TRUE | 0 |  | 1.2 | 1.2 | {'generator_real_power_bid_firm[W@3]': 0.0}
t-1 | dcopf | 2 | generation_prorata_curtailment_piecewise_logic_firm[W@5] | W@5 | {'dcopf': True, 'ieee_24bus_G04': True} | TRUE | 0 |  | 1.2 | 1.2 | {'generator_real_power_bid_firm[W@5]': 0.0}
t-1 | dcopf | 2 | generation_prorata_curtailment_piecewise_logic_firm[W@7] | W@7 | {'dcopf': True, 'ieee_24bus_G04': True} | TRUE | 0 |  | 1.2 | 1.2 | {'generator_real_power_bid_firm[W@7]': 0.0}
t-1 | dcopf | 2 | generation_prorata_curtailment_piecewise_logic_firm_UB[G1] | G1 | {'dcopf': True, 'ieee_24bus_G04': True} | TRUE | 0 |  | 0 | 0 | {'generator_real_power_bid_nonfirm[G1]': 0.0, 'generator_precurtailment_beyond_firm[G1]': 0}
t-1 | dcopf | 2 | generation_prorata_curtailment_piecewise_logic_firm_UB[G2] | G2 | {'dcopf': True, 'ieee_24bus_G04': True} | TRUE | 0 |  | 0 | 0 | {'generator_real_power_bid_nonfirm[G2]': 0.0, 'generator_precurtailment_beyond_firm[G2]': 0}
t-1 | dcopf | 2 | generation_prorata_curtailment_piecewise_logic_firm_UB[G3] | G3 | {'dcopf': True, 'ieee_24bus_G04': True} | TRUE | 0 |  | 0 | 0 | {'generator_real_power_bid_nonfirm[G3]': 0.0, 'generator_precurtailment_beyond_firm[G3]': 0}
t-1 | dcopf | 2 | generation_prorata_curtailment_piecewise_logic_firm_UB[G4] | G4 | {'dcopf': True, 'ieee_24bus_G04': True} | TRUE | 0 |  | 0 | 0 | {'generator_real_power_bid_nonfirm[G4]': 0.0, 'generator_precurtailment_beyond_firm[G4]': 0}
t-1 | dcopf | 2 | generation_prorata_curtailment_piecewise_logic_firm_UB[G5] | G5 | {'dcopf': True, 'ieee_24bus_G04': True} | TRUE | 0 |  | 0 | 0 | {'generator_real_power_bid_nonfirm[G5]': 0.0, 'generator_precurtailment_beyond_firm[G5]': 0}
t-1 | dcopf | 2 | generation_prorata_curtailment_piecewise_logic_firm_UB[G6] | G6 | {'dcopf': True, 'ieee_24bus_G04': True} | TRUE | 0 |  | 0 | 0 | {'generator_real_power_bid_nonfirm[G6]': 0.0, 'generator_precurtailment_beyond_firm[G6]': 0}
t-1 | dcopf | 2 | generation_prorata_curtailment_piecewise_logic_firm_UB[G7] | G7 | {'dcopf': True, 'ieee_24bus_G04': True} | TRUE | 0 |  | 0 | 0 | {'generator_real_power_bid_nonfirm[G7]': 0.0, 'generator_precurtailment_beyond_firm[G7]': 0}
t-1 | dcopf | 2 | generation_prorata_curtailment_piecewise_logic_firm_UB[G8] | G8 | {'dcopf': True, 'ieee_24bus_G04': True} | TRUE | -3 |  | 0 | 3 | {'generator_real_power_bid_nonfirm[G8]': 0.0, 'generator_precurtailment_beyond_firm[G8]': 0}
t-1 | dcopf | 2 | generation_prorata_curtailment_piecewise_logic_firm_UB[G9] | G9 | {'dcopf': True, 'ieee_24bus_G04': True} | TRUE | 0 |  | 0 | 0 | {'generator_real_power_bid_nonfirm[G9]': 0.0, 'generator_precurtailment_beyond_firm[G9]': 1}
t-1 | dcopf | 2 | generation_prorata_curtailment_piecewise_logic_firm_UB[G10] | G10 | {'dcopf': True, 'ieee_24bus_G04': True} | TRUE | 0 |  | 0 | 0 | {'generator_real_power_bid_nonfirm[G10]': 0.0, 'generator_precurtailment_beyond_firm[G10]': 0}
t-1 | dcopf | 2 | generation_prorata_curtailment_piecewise_logic_firm_UB[G11] | G11 | {'dcopf': True, 'ieee_24bus_G04': True} | TRUE | 0 |  | 0 | 0 | {'generator_real_power_bid_nonfirm[G11]': 0.0, 'generator_precurtailment_beyond_firm[G11]': 0}
t-1 | dcopf | 2 | generation_prorata_curtailment_piecewise_logic_firm_UB[G12] | G12 | {'dcopf': True, 'ieee_24bus_G04': True} | TRUE | 0 |  | 0 | 0 | {'generator_real_power_bid_nonfirm[G12]': 0.0, 'generator_precurtailment_beyond_firm[G12]': 0}
t-1 | dcopf | 2 | generation_prorata_curtailment_piecewise_logic_firm_UB['W@1.1'] | W@1.1 | {'dcopf': True, 'ieee_24bus_G04': True} | TRUE | -0.01744 |  | 0 | 0.01744 | {"generator_real_power_bid_nonfirm['W@1.1']": 1.7825596726190422, "generator_precurtailment_beyond_firm['W@1.1']": 1}
t-1 | dcopf | 2 | generation_prorata_curtailment_piecewise_logic_firm_UB['W@1.2'] | W@1.2 | {'dcopf': True, 'ieee_24bus_G04': True} | TRUE | -0.01744 |  | 0 | 0.01744 | {"generator_real_power_bid_nonfirm['W@1.2']": 1.782559672619038, "generator_precurtailment_beyond_firm['W@1.2']": 1}
t-1 | dcopf | 2 | generation_prorata_curtailment_piecewise_logic_firm_UB[W@2] | W@2 | {'dcopf': True, 'ieee_24bus_G04': True} | TRUE | 0 |  | 0 | 0 | {'generator_real_power_bid_nonfirm[W@2]': 1.8, 'generator_precurtailment_beyond_firm[W@2]': 1}
t-1 | dcopf | 2 | generation_prorata_curtailment_piecewise_logic_firm_UB[W@3] | W@3 | {'dcopf': True, 'ieee_24bus_G04': True} | TRUE | -0.01744 |  | 0 | 0.01744 | {'generator_real_power_bid_nonfirm[W@3]': 1.7825596726190387, 'generator_precurtailment_beyond_firm[W@3]': 1}
t-1 | dcopf | 2 | generation_prorata_curtailment_piecewise_logic_firm_UB[W@5] | W@5 | {'dcopf': True, 'ieee_24bus_G04': True} | TRUE | 0 |  | 0 | 0 | {'generator_real_power_bid_nonfirm[W@5]': 1.8, 'generator_precurtailment_beyond_firm[W@5]': 1}
t-1 | dcopf | 2 | generation_prorata_curtailment_piecewise_logic_firm_UB[W@7] | W@7 | {'dcopf': True, 'ieee_24bus_G04': True} | TRUE | 0 |  | 0 | 0 | {'generator_real_power_bid_nonfirm[W@7]': 1.8, 'generator_precurtailment_beyond_firm[W@7]': 1}
t-1 | dcopf | 2 | generation_prorata_curtailment_piecewise_logic_firm_zero[G1] | G1 | {'dcopf': True, 'ieee_24bus_G04': True} | TRUE | 0 |  | 0 | 0 | {'generator_real_power_bid_nonfirm[G1]': 0.0, 'generator_precurtailment_beyond_firm[G1]': 0}
t-1 | dcopf | 2 | generation_prorata_curtailment_piecewise_logic_firm_zero[G2] | G2 | {'dcopf': True, 'ieee_24bus_G04': True} | TRUE | 0 |  | 0 | 0 | {'generator_real_power_bid_nonfirm[G2]': 0.0, 'generator_precurtailment_beyond_firm[G2]': 0}
t-1 | dcopf | 2 | generation_prorata_curtailment_piecewise_logic_firm_zero[G3] | G3 | {'dcopf': True, 'ieee_24bus_G04': True} | TRUE | 0 |  | 0 | 0 | {'generator_real_power_bid_nonfirm[G3]': 0.0, 'generator_precurtailment_beyond_firm[G3]': 0}
t-1 | dcopf | 2 | generation_prorata_curtailment_piecewise_logic_firm_zero[G4] | G4 | {'dcopf': True, 'ieee_24bus_G04': True} | TRUE | 0 |  | 0 | 0 | {'generator_real_power_bid_nonfirm[G4]': 0.0, 'generator_precurtailment_beyond_firm[G4]': 0}
t-1 | dcopf | 2 | generation_prorata_curtailment_piecewise_logic_firm_zero[G5] | G5 | {'dcopf': True, 'ieee_24bus_G04': True} | TRUE | 0 |  | 0 | 0 | {'generator_real_power_bid_nonfirm[G5]': 0.0, 'generator_precurtailment_beyond_firm[G5]': 0}
t-1 | dcopf | 2 | generation_prorata_curtailment_piecewise_logic_firm_zero[G6] | G6 | {'dcopf': True, 'ieee_24bus_G04': True} | TRUE | 0 |  | 0 | 0 | {'generator_real_power_bid_nonfirm[G6]': 0.0, 'generator_precurtailment_beyond_firm[G6]': 0}
t-1 | dcopf | 2 | generation_prorata_curtailment_piecewise_logic_firm_zero[G7] | G7 | {'dcopf': True, 'ieee_24bus_G04': True} | TRUE | 0 |  | 0 | 0 | {'generator_real_power_bid_nonfirm[G7]': 0.0, 'generator_precurtailment_beyond_firm[G7]': 0}
t-1 | dcopf | 2 | generation_prorata_curtailment_piecewise_logic_firm_zero[G8] | G8 | {'dcopf': True, 'ieee_24bus_G04': True} | TRUE | 0 |  | 0 | 0 | {'generator_real_power_bid_nonfirm[G8]': 0.0, 'generator_precurtailment_beyond_firm[G8]': 0}
t-1 | dcopf | 2 | generation_prorata_curtailment_piecewise_logic_firm_zero[G9] | G9 | {'dcopf': True, 'ieee_24bus_G04': True} | TRUE | -4 |  | 0 | 4 | {'generator_real_power_bid_nonfirm[G9]': 0.0, 'generator_precurtailment_beyond_firm[G9]': 1}
t-1 | dcopf | 2 | generation_prorata_curtailment_piecewise_logic_firm_zero[G10] | G10 | {'dcopf': True, 'ieee_24bus_G04': True} | TRUE | 0 |  | 0 | 0 | {'generator_real_power_bid_nonfirm[G10]': 0.0, 'generator_precurtailment_beyond_firm[G10]': 0}
t-1 | dcopf | 2 | generation_prorata_curtailment_piecewise_logic_firm_zero[G11] | G11 | {'dcopf': True, 'ieee_24bus_G04': True} | TRUE | 0 |  | 0 | 0 | {'generator_real_power_bid_nonfirm[G11]': 0.0, 'generator_precurtailment_beyond_firm[G11]': 0}
t-1 | dcopf | 2 | generation_prorata_curtailment_piecewise_logic_firm_zero[G12] | G12 | {'dcopf': True, 'ieee_24bus_G04': True} | TRUE | 0 |  | 0 | 0 | {'generator_real_power_bid_nonfirm[G12]': 0.0, 'generator_precurtailment_beyond_firm[G12]': 0}
t-1 | dcopf | 2 | generation_prorata_curtailment_piecewise_logic_firm_zero['W@1.1'] | W@1.1 | {'dcopf': True, 'ieee_24bus_G04': True} | TRUE | -1.2174 |  | 0 | 1.2174 | {"generator_real_power_bid_nonfirm['W@1.1']": 1.7825596726190422, "generator_precurtailment_beyond_firm['W@1.1']": 1}
t-1 | dcopf | 2 | generation_prorata_curtailment_piecewise_logic_firm_zero['W@1.2'] | W@1.2 | {'dcopf': True, 'ieee_24bus_G04': True} | TRUE | -1.2174 |  | 0 | 1.2174 | {"generator_real_power_bid_nonfirm['W@1.2']": 1.782559672619038, "generator_precurtailment_beyond_firm['W@1.2']": 1}
t-1 | dcopf | 2 | generation_prorata_curtailment_piecewise_logic_firm_zero[W@2] | W@2 | {'dcopf': True, 'ieee_24bus_G04': True} | TRUE | -1.2 |  | 0 | 1.2 | {'generator_real_power_bid_nonfirm[W@2]': 1.8, 'generator_precurtailment_beyond_firm[W@2]': 1}
t-1 | dcopf | 2 | generation_prorata_curtailment_piecewise_logic_firm_zero[W@3] | W@3 | {'dcopf': True, 'ieee_24bus_G04': True} | TRUE | -1.2174 |  | 0 | 1.2174 | {'generator_real_power_bid_nonfirm[W@3]': 1.7825596726190387, 'generator_precurtailment_beyond_firm[W@3]': 1}
t-1 | dcopf | 2 | generation_prorata_curtailment_piecewise_logic_firm_zero[W@5] | W@5 | {'dcopf': True, 'ieee_24bus_G04': True} | TRUE | -1.2 |  | 0 | 1.2 | {'generator_real_power_bid_nonfirm[W@5]': 1.8, 'generator_precurtailment_beyond_firm[W@5]': 1}
t-1 | dcopf | 2 | generation_prorata_curtailment_piecewise_logic_firm_zero[W@7] | W@7 | {'dcopf': True, 'ieee_24bus_G04': True} | TRUE | -1.2 |  | 0 | 1.2 | {'generator_real_power_bid_nonfirm[W@7]': 1.8, 'generator_precurtailment_beyond_firm[W@7]': 1}
t-1 | dcopf | 2 | generator_prorata_curtailment_proportion_LB['W@1.1',South] | ('W@1.1', 'South') | {'dcopf': True, 'ieee_24bus_G04': True} | TRUE | 0 |  | 0 | 0 | {'gen_prorata_group_curtailment[South]': 0.5941865575396807, "generator_prorata_curtailment['W@1.1']": 0.5941865575396807}
t-1 | dcopf | 2 | generator_prorata_curtailment_proportion_LB['W@1.1','13'] | ('W@1.1', '13') | {'dcopf': True, 'ieee_24bus_G04': True} | TRUE | -1.2212e-15 |  | 0 | 1.2212e-15 | {"gen_prorata_group_curtailment['13']": 0.5941865575396795, "generator_prorata_curtailment['W@1.1']": 0.5941865575396807}
t-1 | dcopf | 2 | generator_prorata_curtailment_proportion_LB['W@1.2',South] | ('W@1.2', 'South') | {'dcopf': True, 'ieee_24bus_G04': True} | TRUE | 1.4433e-15 |  | 0 | -1.4433e-15 | {'gen_prorata_group_curtailment[South]': 0.5941865575396807, "generator_prorata_curtailment['W@1.2']": 0.5941865575396793}
t-1 | dcopf | 2 | generator_prorata_curtailment_proportion_LB['W@1.2','13'] | ('W@1.2', '13') | {'dcopf': True, 'ieee_24bus_G04': True} | TRUE | 2.2204e-16 |  | 0 | -2.2204e-16 | {"gen_prorata_group_curtailment['13']": 0.5941865575396795, "generator_prorata_curtailment['W@1.2']": 0.5941865575396793}
t-1 | dcopf | 2 | generator_prorata_curtailment_proportion_LB[W@2,South] | ('W@2', 'South') | {'dcopf': True, 'ieee_24bus_G04': True} | TRUE | -0.0058134 |  | 0 | 0.0058134 | {'gen_prorata_group_curtailment[South]': 0.5941865575396807, 'generator_prorata_curtailment[W@2]': 0.6}
t-1 | dcopf | 2 | generator_prorata_curtailment_proportion_LB[W@2,'257'] | ('W@2', '257') | {'dcopf': True, 'ieee_24bus_G04': True} | TRUE | 0 |  | 0 | 0 | {"gen_prorata_group_curtailment['257']": 0.6, 'generator_prorata_curtailment[W@2]': 0.6}
t-1 | dcopf | 2 | generator_prorata_curtailment_proportion_LB[W@2,'2357'] | ('W@2', '2357') | {'dcopf': True, 'ieee_24bus_G04': True} | TRUE | -0.6 |  | 0 | 0.6 | {"gen_prorata_group_curtailment['2357']": 0.0, 'generator_prorata_curtailment[W@2]': 0.6}
t-1 | dcopf | 2 | generator_prorata_curtailment_proportion_LB[W@3,South] | ('W@3', 'South') | {'dcopf': True, 'ieee_24bus_G04': True} | TRUE | 1.2212e-15 |  | 0 | -1.2212e-15 | {'gen_prorata_group_curtailment[South]': 0.5941865575396807, 'generator_prorata_curtailment[W@3]': 0.5941865575396795}
t-1 | dcopf | 2 | generator_prorata_curtailment_proportion_LB[W@3,'13'] | ('W@3', '13') | {'dcopf': True, 'ieee_24bus_G04': True} | TRUE | 0 |  | 0 | 0 | {"gen_prorata_group_curtailment['13']": 0.5941865575396795, 'generator_prorata_curtailment[W@3]': 0.5941865575396795}
t-1 | dcopf | 2 | generator_prorata_curtailment_proportion_LB[W@3,'2357'] | ('W@3', '2357') | {'dcopf': True, 'ieee_24bus_G04': True} | TRUE | -0.59419 |  | 0 | 0.59419 | {"gen_prorata_group_curtailment['2357']": 0.0, 'generator_prorata_curtailment[W@3]': 0.5941865575396795}
t-1 | dcopf | 2 | generator_prorata_curtailment_proportion_LB[W@5,South] | ('W@5', 'South') | {'dcopf': True, 'ieee_24bus_G04': True} | TRUE | -0.0058134 |  | 0 | 0.0058134 | {'gen_prorata_group_curtailment[South]': 0.5941865575396807, 'generator_prorata_curtailment[W@5]': 0.6}
t-1 | dcopf | 2 | generator_prorata_curtailment_proportion_LB[W@5,'257'] | ('W@5', '257') | {'dcopf': True, 'ieee_24bus_G04': True} | TRUE | 0 |  | 0 | 0 | {"gen_prorata_group_curtailment['257']": 0.6, 'generator_prorata_curtailment[W@5]': 0.6}
t-1 | dcopf | 2 | generator_prorata_curtailment_proportion_LB[W@5,'2357'] | ('W@5', '2357') | {'dcopf': True, 'ieee_24bus_G04': True} | TRUE | -0.6 |  | 0 | 0.6 | {"gen_prorata_group_curtailment['2357']": 0.0, 'generator_prorata_curtailment[W@5]': 0.6}
t-1 | dcopf | 2 | generator_prorata_curtailment_proportion_LB[W@7,South] | ('W@7', 'South') | {'dcopf': True, 'ieee_24bus_G04': True} | TRUE | -0.0058134 |  | 0 | 0.0058134 | {'gen_prorata_group_curtailment[South]': 0.5941865575396807, 'generator_prorata_curtailment[W@7]': 0.6}
t-1 | dcopf | 2 | generator_prorata_curtailment_proportion_LB[W@7,'257'] | ('W@7', '257') | {'dcopf': True, 'ieee_24bus_G04': True} | TRUE | 0 |  | 0 | 0 | {"gen_prorata_group_curtailment['257']": 0.6, 'generator_prorata_curtailment[W@7]': 0.6}
t-1 | dcopf | 2 | generator_prorata_curtailment_proportion_LB[W@7,'2357'] | ('W@7', '2357') | {'dcopf': True, 'ieee_24bus_G04': True} | TRUE | -0.6 |  | 0 | 0.6 | {"gen_prorata_group_curtailment['2357']": 0.0, 'generator_prorata_curtailment[W@7]': 0.6}
t-1 | dcopf | 2 | generator_prorata_curtailment_proportion_UB['W@1.1',South] | ('W@1.1', 'South') | {'dcopf': True, 'ieee_24bus_G04': True} | TRUE | 0 |  | 0 | 0 | {"generator_prorata_curtailment['W@1.1']": 0.5941865575396807, "generator_active_prorata_group['W@1.1',South]": 1.0, 'gen_prorata_group_curtailment[South]': 0.5941865575396807}
t-1 | dcopf | 2 | generator_prorata_curtailment_proportion_UB['W@1.1','13'] | ('W@1.1', '13') | {'dcopf': True, 'ieee_24bus_G04': True} | TRUE | -1 |  | 0 | 1 | {"generator_prorata_curtailment['W@1.1']": 0.5941865575396807, "generator_active_prorata_group['W@1.1','13']": -0.0, "gen_prorata_group_curtailment['13']": 0.5941865575396795}
t-1 | dcopf | 2 | generator_prorata_curtailment_proportion_UB['W@1.2',South] | ('W@1.2', 'South') | {'dcopf': True, 'ieee_24bus_G04': True} | TRUE | -1 |  | 0 | 1 | {"generator_prorata_curtailment['W@1.2']": 0.5941865575396793, "generator_active_prorata_group['W@1.2',South]": -1.9984014443252818e-15, 'gen_prorata_group_curtailment[South]': 0.5941865575396807}
t-1 | dcopf | 2 | generator_prorata_curtailment_proportion_UB['W@1.2','13'] | ('W@1.2', '13') | {'dcopf': True, 'ieee_24bus_G04': True} | TRUE | 1.7764e-15 |  | 0 | -1.7764e-15 | {"generator_prorata_curtailment['W@1.2']": 0.5941865575396793, "generator_active_prorata_group['W@1.2','13']": 1.000000000000002, "gen_prorata_group_curtailment['13']": 0.5941865575396795}
t-1 | dcopf | 2 | generator_prorata_curtailment_proportion_UB[W@2,South] | ('W@2', 'South') | {'dcopf': True, 'ieee_24bus_G04': True} | TRUE | -0.99419 |  | 0 | 0.99419 | {'generator_prorata_curtailment[W@2]': 0.6, 'generator_active_prorata_group[W@2,South]': -0.0, 'gen_prorata_group_curtailment[South]': 0.5941865575396807}
t-1 | dcopf | 2 | generator_prorata_curtailment_proportion_UB[W@2,'257'] | ('W@2', '257') | {'dcopf': True, 'ieee_24bus_G04': True} | TRUE | 2.2204e-16 |  | 0 | -2.2204e-16 | {'generator_prorata_curtailment[W@2]': 0.6, "generator_active_prorata_group[W@2,'257']": 1.0000000000000002, "gen_prorata_group_curtailment['257']": 0.6}
t-1 | dcopf | 2 | generator_prorata_curtailment_proportion_UB[W@2,'2357'] | ('W@2', '2357') | {'dcopf': True, 'ieee_24bus_G04': True} | TRUE | -0.4 |  | 0 | 0.4 | {'generator_prorata_curtailment[W@2]': 0.6, "generator_active_prorata_group[W@2,'2357']": 0.0, "gen_prorata_group_curtailment['2357']": 0.0}
t-1 | dcopf | 2 | generator_prorata_curtailment_proportion_UB[W@3,South] | ('W@3', 'South') | {'dcopf': True, 'ieee_24bus_G04': True} | TRUE | -1.2212e-15 |  | 0 | 1.2212e-15 | {'generator_prorata_curtailment[W@3]': 0.5941865575396795, 'generator_active_prorata_group[W@3,South]': 1.0, 'gen_prorata_group_curtailment[South]': 0.5941865575396807}
t-1 | dcopf | 2 | generator_prorata_curtailment_proportion_UB[W@3,'13'] | ('W@3', '13') | {'dcopf': True, 'ieee_24bus_G04': True} | TRUE | -1 |  | 0 | 1 | {'generator_prorata_curtailment[W@3]': 0.5941865575396795, "generator_active_prorata_group[W@3,'13']": 0.0, "gen_prorata_group_curtailment['13']": 0.5941865575396795}
t-1 | dcopf | 2 | generator_prorata_curtailment_proportion_UB[W@3,'2357'] | ('W@3', '2357') | {'dcopf': True, 'ieee_24bus_G04': True} | TRUE | -0.40581 |  | 0 | 0.40581 | {'generator_prorata_curtailment[W@3]': 0.5941865575396795, "generator_active_prorata_group[W@3,'2357']": 0.0, "gen_prorata_group_curtailment['2357']": 0.0}
t-1 | dcopf | 2 | generator_prorata_curtailment_proportion_UB[W@5,South] | ('W@5', 'South') | {'dcopf': True, 'ieee_24bus_G04': True} | TRUE | -0.99419 |  | 0 | 0.99419 | {'generator_prorata_curtailment[W@5]': 0.6, 'generator_active_prorata_group[W@5,South]': 0.0, 'gen_prorata_group_curtailment[South]': 0.5941865575396807}
t-1 | dcopf | 2 | generator_prorata_curtailment_proportion_UB[W@5,'257'] | ('W@5', '257') | {'dcopf': True, 'ieee_24bus_G04': True} | TRUE | 0 |  | 0 | 0 | {'generator_prorata_curtailment[W@5]': 0.6, "generator_active_prorata_group[W@5,'257']": 1.0, "gen_prorata_group_curtailment['257']": 0.6}
t-1 | dcopf | 2 | generator_prorata_curtailment_proportion_UB[W@5,'2357'] | ('W@5', '2357') | {'dcopf': True, 'ieee_24bus_G04': True} | TRUE | -0.4 |  | 0 | 0.4 | {'generator_prorata_curtailment[W@5]': 0.6, "generator_active_prorata_group[W@5,'2357']": -0.0, "gen_prorata_group_curtailment['2357']": 0.0}
t-1 | dcopf | 2 | generator_prorata_curtailment_proportion_UB[W@7,South] | ('W@7', 'South') | {'dcopf': True, 'ieee_24bus_G04': True} | TRUE | -0.99419 |  | 0 | 0.99419 | {'generator_prorata_curtailment[W@7]': 0.6, 'generator_active_prorata_group[W@7,South]': -0.0, 'gen_prorata_group_curtailment[South]': 0.5941865575396807}
t-1 | dcopf | 2 | generator_prorata_curtailment_proportion_UB[W@7,'257'] | ('W@7', '257') | {'dcopf': True, 'ieee_24bus_G04': True} | TRUE | 0 |  | 0 | 0 | {'generator_prorata_curtailment[W@7]': 0.6, "generator_active_prorata_group[W@7,'257']": 1.0, "gen_prorata_group_curtailment['257']": 0.6}
t-1 | dcopf | 2 | generator_prorata_curtailment_proportion_UB[W@7,'2357'] | ('W@7', '2357') | {'dcopf': True, 'ieee_24bus_G04': True} | TRUE | -0.4 |  | 0 | 0.4 | {'generator_prorata_curtailment[W@7]': 0.6, "generator_active_prorata_group[W@7,'2357']": -0.0, "gen_prorata_group_curtailment['2357']": 0.0}
t-1 | dcopf | 2 | generator_prorata_group_active['W@1.1'] | W@1.1 | {'dcopf': True, 'ieee_24bus_G04': True} | TRUE | 1 | 1 | 1 | 0 | {"generator_active_prorata_group['W@1.1',South]": 1.0, "generator_active_prorata_group['W@1.1','13']": -0.0}
t-1 | dcopf | 2 | generator_prorata_group_active['W@1.2'] | W@1.2 | {'dcopf': True, 'ieee_24bus_G04': True} | TRUE | 1 | 1 | 1 | 0 | {"generator_active_prorata_group['W@1.2',South]": -1.9984014443252818e-15, "generator_active_prorata_group['W@1.2','13']": 1.000000000000002}
t-1 | dcopf | 2 | generator_prorata_group_active[W@2] | W@2 | {'dcopf': True, 'ieee_24bus_G04': True} | TRUE | 1 | 1 | 1 | -2.2204e-16 | {'generator_active_prorata_group[W@2,South]': -0.0, "generator_active_prorata_group[W@2,'257']": 1.0000000000000002, "generator_active_prorata_group[W@2,'2357']": 0.0}
t-1 | dcopf | 2 | generator_prorata_group_active[W@3] | W@3 | {'dcopf': True, 'ieee_24bus_G04': True} | TRUE | 1 | 1 | 1 | 0 | {'generator_active_prorata_group[W@3,South]': 1.0, "generator_active_prorata_group[W@3,'13']": 0.0, "generator_active_prorata_group[W@3,'2357']": 0.0}
t-1 | dcopf | 2 | generator_prorata_group_active[W@5] | W@5 | {'dcopf': True, 'ieee_24bus_G04': True} | TRUE | 1 | 1 | 1 | 0 | {'generator_active_prorata_group[W@5,South]': 0.0, "generator_active_prorata_group[W@5,'257']": 1.0, "generator_active_prorata_group[W@5,'2357']": -0.0}
t-1 | dcopf | 2 | generator_prorata_group_active[W@7] | W@7 | {'dcopf': True, 'ieee_24bus_G04': True} | TRUE | 1 | 1 | 1 | 0 | {'generator_active_prorata_group[W@7,South]': -0.0, "generator_active_prorata_group[W@7,'257']": 1.0, "generator_active_prorata_group[W@7,'2357']": -0.0}
t-1 | dcopf | 3 | demand_real_power_constraint[D1] | D1 | {'common': True, 'ieee_24bus_G04': True} | TRUE | 0 | 0 | 0 | 0 | {'demand_real_power_met[D1]': 0.47500000000000003, 'demand_proportion_real_power_met[D1]': 1.0}
t-1 | dcopf | 3 | demand_real_power_constraint[D2] | D2 | {'common': True, 'ieee_24bus_G04': True} | TRUE | 0 | 0 | 0 | 0 | {'demand_real_power_met[D2]': 0.425, 'demand_proportion_real_power_met[D2]': 1.0}
t-1 | dcopf | 3 | demand_real_power_constraint[D3] | D3 | {'common': True, 'ieee_24bus_G04': True} | TRUE | 0 | 0 | 0 | 0 | {'demand_real_power_met[D3]': 0.8, 'demand_proportion_real_power_met[D3]': 1.0}
t-1 | dcopf | 3 | demand_real_power_constraint[D4] | D4 | {'common': True, 'ieee_24bus_G04': True} | TRUE | 0 | 0 | 0 | 0 | {'demand_real_power_met[D4]': 0.325, 'demand_proportion_real_power_met[D4]': 1.0}
t-1 | dcopf | 3 | demand_real_power_constraint[D5] | D5 | {'common': True, 'ieee_24bus_G04': True} | TRUE | 0 | 0 | 0 | 0 | {'demand_real_power_met[D5]': 0.325, 'demand_proportion_real_power_met[D5]': 1.0}
t-1 | dcopf | 3 | demand_real_power_constraint[D6] | D6 | {'common': True, 'ieee_24bus_G04': True} | TRUE | 0 | 0 | 0 | 0 | {'demand_real_power_met[D6]': 0.6, 'demand_proportion_real_power_met[D6]': 1.0}
t-1 | dcopf | 3 | demand_real_power_constraint[D7] | D7 | {'common': True, 'ieee_24bus_G04': True} | TRUE | 0 | 0 | 0 | 0 | {'demand_real_power_met[D7]': 0.55, 'demand_proportion_real_power_met[D7]': 1.0}
t-1 | dcopf | 3 | demand_real_power_constraint[D8] | D8 | {'common': True, 'ieee_24bus_G04': True} | TRUE | 0 | 0 | 0 | 0 | {'demand_real_power_met[D8]': 0.75, 'demand_proportion_real_power_met[D8]': 1.0}
t-1 | dcopf | 3 | demand_real_power_constraint[D9] | D9 | {'common': True, 'ieee_24bus_G04': True} | TRUE | 0 | 0 | 0 | 0 | {'demand_real_power_met[D9]': 0.775, 'demand_proportion_real_power_met[D9]': 1.0}
t-1 | dcopf | 3 | demand_real_power_constraint[D10] | D10 | {'common': True, 'ieee_24bus_G04': True} | TRUE | 0 | 0 | 0 | 0 | {'demand_real_power_met[D10]': 0.85, 'demand_proportion_real_power_met[D10]': 1.0}
t-1 | dcopf | 3 | demand_real_power_constraint[D11] | D11 | {'common': True, 'ieee_24bus_G04': True} | TRUE | 4.4409e-16 | 0 | 0 | -4.4409e-16 | {'demand_real_power_met[D11]': 3.35, 'demand_proportion_real_power_met[D11]': 0.9999999999999999}
t-1 | dcopf | 3 | demand_real_power_constraint[D12] | D12 | {'common': True, 'ieee_24bus_G04': True} | TRUE | 0 | 0 | 0 | 0 | {'demand_real_power_met[D12]': 2.45, 'demand_proportion_real_power_met[D12]': 1.0}
t-1 | dcopf | 3 | demand_real_power_constraint[D13] | D13 | {'common': True, 'ieee_24bus_G04': True} | TRUE | 0 | 0 | 0 | 0 | {'demand_real_power_met[D13]': 4.0, 'demand_proportion_real_power_met[D13]': 1.0}
t-1 | dcopf | 3 | demand_real_power_constraint[D14] | D14 | {'common': True, 'ieee_24bus_G04': True} | TRUE | 0 | 0 | 0 | 0 | {'demand_real_power_met[D14]': 1.25, 'demand_proportion_real_power_met[D14]': 1.0}
t-1 | dcopf | 3 | demand_real_power_constraint[D15] | D15 | {'common': True, 'ieee_24bus_G04': True} | TRUE | 0 | 0 | 0 | 0 | {'demand_real_power_met[D15]': 4.2, 'demand_proportion_real_power_met[D15]': 1.0}
t-1 | dcopf | 3 | demand_real_power_constraint[D16] | D16 | {'common': True, 'ieee_24bus_G04': True} | TRUE | 0 | 0 | 0 | 0 | {'demand_real_power_met[D16]': 2.25, 'demand_proportion_real_power_met[D16]': 1.0}
t-1 | dcopf | 3 | demand_real_power_constraint[D17] | D17 | {'common': True, 'ieee_24bus_G04': True} | TRUE | 0 | 0 | 0 | 0 | {'demand_real_power_met[D17]': 1.625, 'demand_proportion_real_power_met[D17]': 1.0}
t-1 | dcopf | 3 | interconnector_total_imports |  | {'common': True, 'ieee_24bus_G04': True} | TRUE | 0 | 0 | 0 | 0 | {'interconnector_real_power_total_imports': 0.0}
t-1 | dcopf | 3 | interconnector_total_exports |  | {'common': True, 'ieee_24bus_G04': True} | TRUE | 0 | 0 | 0 | 0 | {'interconnector_real_power_total_exports': 0.0}
t-1 | dcopf | 3 | generation_UC_real_power_LB[G1] | G1 | {'common': True, 'ieee_24bus_G04': True} | TRUE | 0 |  | 0 | 0 | {'generator_commitment[G1]': 0.0, 'generator_real_power_out[G1]': 0.0}
t-1 | dcopf | 3 | generation_UC_real_power_LB[G2] | G2 | {'common': True, 'ieee_24bus_G04': True} | TRUE | 0 |  | 0 | 0 | {'generator_commitment[G2]': 0.0, 'generator_real_power_out[G2]': 0.0}
t-1 | dcopf | 3 | generation_UC_real_power_LB[G3] | G3 | {'common': True, 'ieee_24bus_G04': True} | TRUE | 0 |  | 0 | 0 | {'generator_commitment[G3]': 0.0, 'generator_real_power_out[G3]': 0.0}
t-1 | dcopf | 3 | generation_UC_real_power_LB[G4] | G4 | {'common': True, 'ieee_24bus_G04': True} | TRUE | 0 |  | 0 | 0 | {'generator_commitment[G4]': 0.0, 'generator_real_power_out[G4]': 0.0}
t-1 | dcopf | 3 | generation_UC_real_power_LB[G5] | G5 | {'common': True, 'ieee_24bus_G04': True} | TRUE | -0.42768 |  | 0 | 0.42768 | {'generator_commitment[G5]': 1.0000000000000062, 'generator_real_power_out[G5]': 0.5476790178571265}
t-1 | dcopf | 3 | generation_UC_real_power_LB[G6] | G6 | {'common': True, 'ieee_24bus_G04': True} | TRUE | -1.0075 |  | 0 | 1.0075 | {'generator_commitment[G6]': 1.0, 'generator_real_power_out[G6]': 1.55}
t-1 | dcopf | 3 | generation_UC_real_power_LB[G7] | G7 | {'common': True, 'ieee_24bus_G04': True} | TRUE | -1.0075 |  | 0 | 1.0075 | {'generator_commitment[G7]': 1.0, 'generator_real_power_out[G7]': 1.55}
t-1 | dcopf | 3 | generation_UC_real_power_LB[G8] | G8 | {'common': True, 'ieee_24bus_G04': True} | TRUE | -3 |  | 0 | 3 | {'generator_commitment[G8]': 1.0, 'generator_real_power_out[G8]': 4.0}
t-1 | dcopf | 3 | generation_UC_real_power_LB[G9] | G9 | {'common': True, 'ieee_24bus_G04': True} | TRUE | -3 |  | 0 | 3 | {'generator_commitment[G9]': 1.0, 'generator_real_power_out[G9]': 4.0}
t-1 | dcopf | 3 | generation_UC_real_power_LB[G10] | G10 | {'common': True, 'ieee_24bus_G04': True} | TRUE | 0 |  | 0 | 0 | {'generator_commitment[G10]': 1.0, 'generator_real_power_out[G10]': 3.0}
t-1 | dcopf | 3 | generation_UC_real_power_LB[G11] | G11 | {'common': True, 'ieee_24bus_G04': True} | TRUE | -2.015 |  | 0 | 2.015 | {'generator_commitment[G11]': 1.0, 'generator_real_power_out[G11]': 3.1}
t-1 | dcopf | 3 | generation_UC_real_power_LB[G12] | G12 | {'common': True, 'ieee_24bus_G04': True} | TRUE | 0 |  | 0 | 0 | {'generator_commitment[G12]': 0.0, 'generator_real_power_out[G12]': 0.0}
t-1 | dcopf | 3 | generation_UC_real_power_LB['W@1.1'] | W@1.1 | {'common': True, 'ieee_24bus_G04': True} | TRUE | -1.2174 |  | 0 | 1.2174 | {"generator_commitment['W@1.1']": 1.0, "generator_real_power_out['W@1.1']": 1.2174403273809564}
t-1 | dcopf | 3 | generation_UC_real_power_LB['W@1.2'] | W@1.2 | {'common': True, 'ieee_24bus_G04': True} | TRUE | -1.2174 |  | 0 | 1.2174 | {"generator_commitment['W@1.2']": 1.0, "generator_real_power_out['W@1.2']": 1.2174403273809586}
t-1 | dcopf | 3 | generation_UC_real_power_LB[W@2] | W@2 | {'common': True, 'ieee_24bus_G04': True} | TRUE | -1.2 |  | 0 | 1.2 | {'generator_commitment[W@2]': 1.0, 'generator_real_power_out[W@2]': 1.2000000000000002}
t-1 | dcopf | 3 | generation_UC_real_power_LB[W@3] | W@3 | {'common': True, 'ieee_24bus_G04': True} | TRUE | -1.2174 |  | 0 | 1.2174 | {'generator_commitment[W@3]': 1.0, 'generator_real_power_out[W@3]': 1.2174403273809584}
t-1 | dcopf | 3 | generation_UC_real_power_LB[W@5] | W@5 | {'common': True, 'ieee_24bus_G04': True} | TRUE | -1.2 |  | 0 | 1.2 | {'generator_commitment[W@5]': 1.0, 'generator_real_power_out[W@5]': 1.2000000000000002}
t-1 | dcopf | 3 | generation_UC_real_power_LB[W@7] | W@7 | {'common': True, 'ieee_24bus_G04': True} | TRUE | -1.2 |  | 0 | 1.2 | {'generator_commitment[W@7]': 1.0, 'generator_real_power_out[W@7]': 1.2000000000000002}
t-1 | dcopf | 3 | generation_UC_real_power_UB[G1] | G1 | {'common': True, 'ieee_24bus_G04': True} | TRUE | 0 |  | 0 | 0 | {'generator_real_power_out[G1]': 0.0, 'generator_commitment[G1]': 0.0}
t-1 | dcopf | 3 | generation_UC_real_power_UB[G2] | G2 | {'common': True, 'ieee_24bus_G04': True} | TRUE | 0 |  | 0 | 0 | {'generator_real_power_out[G2]': 0.0, 'generator_commitment[G2]': 0.0}
t-1 | dcopf | 3 | generation_UC_real_power_UB[G3] | G3 | {'common': True, 'ieee_24bus_G04': True} | TRUE | 0 |  | 0 | 0 | {'generator_real_power_out[G3]': 0.0, 'generator_commitment[G3]': 0.0}
t-1 | dcopf | 3 | generation_UC_real_power_UB[G4] | G4 | {'common': True, 'ieee_24bus_G04': True} | TRUE | 0 |  | 0 | 0 | {'generator_real_power_out[G4]': 0.0, 'generator_commitment[G4]': 0.0}
t-1 | dcopf | 3 | generation_UC_real_power_UB[G5] | G5 | {'common': True, 'ieee_24bus_G04': True} | TRUE | -0.052321 |  | 0 | 0.052321 | {'generator_real_power_out[G5]': 0.5476790178571265, 'generator_commitment[G5]': 1.0000000000000062}
t-1 | dcopf | 3 | generation_UC_real_power_UB[G6] | G6 | {'common': True, 'ieee_24bus_G04': True} | TRUE | 0 |  | 0 | 0 | {'generator_real_power_out[G6]': 1.55, 'generator_commitment[G6]': 1.0}
t-1 | dcopf | 3 | generation_UC_real_power_UB[G7] | G7 | {'common': True, 'ieee_24bus_G04': True} | TRUE | 0 |  | 0 | 0 | {'generator_real_power_out[G7]': 1.55, 'generator_commitment[G7]': 1.0}
t-1 | dcopf | 3 | generation_UC_real_power_UB[G8] | G8 | {'common': True, 'ieee_24bus_G04': True} | TRUE | 0 |  | 0 | 0 | {'generator_real_power_out[G8]': 4.0, 'generator_commitment[G8]': 1.0}
t-1 | dcopf | 3 | generation_UC_real_power_UB[G9] | G9 | {'common': True, 'ieee_24bus_G04': True} | TRUE | 0 |  | 0 | 0 | {'generator_real_power_out[G9]': 4.0, 'generator_commitment[G9]': 1.0}
t-1 | dcopf | 3 | generation_UC_real_power_UB[G10] | G10 | {'common': True, 'ieee_24bus_G04': True} | TRUE | 0 |  | 0 | 0 | {'generator_real_power_out[G10]': 3.0, 'generator_commitment[G10]': 1.0}
t-1 | dcopf | 3 | generation_UC_real_power_UB[G11] | G11 | {'common': True, 'ieee_24bus_G04': True} | TRUE | 0 |  | 0 | 0 | {'generator_real_power_out[G11]': 3.1, 'generator_commitment[G11]': 1.0}
t-1 | dcopf | 3 | generation_UC_real_power_UB[G12] | G12 | {'common': True, 'ieee_24bus_G04': True} | TRUE | 0 |  | 0 | 0 | {'generator_real_power_out[G12]': 0.0, 'generator_commitment[G12]': 0.0}
t-1 | dcopf | 3 | generation_UC_real_power_UB['W@1.1'] | W@1.1 | {'common': True, 'ieee_24bus_G04': True} | TRUE | -1.7826 |  | 0 | 1.7826 | {"generator_real_power_out['W@1.1']": 1.2174403273809564, "generator_commitment['W@1.1']": 1.0}
t-1 | dcopf | 3 | generation_UC_real_power_UB['W@1.2'] | W@1.2 | {'common': True, 'ieee_24bus_G04': True} | TRUE | -1.7826 |  | 0 | 1.7826 | {"generator_real_power_out['W@1.2']": 1.2174403273809586, "generator_commitment['W@1.2']": 1.0}
t-1 | dcopf | 3 | generation_UC_real_power_UB[W@2] | W@2 | {'common': True, 'ieee_24bus_G04': True} | TRUE | -1.8 |  | 0 | 1.8 | {'generator_real_power_out[W@2]': 1.2000000000000002, 'generator_commitment[W@2]': 1.0}
t-1 | dcopf | 3 | generation_UC_real_power_UB[W@3] | W@3 | {'common': True, 'ieee_24bus_G04': True} | TRUE | -1.7826 |  | 0 | 1.7826 | {'generator_real_power_out[W@3]': 1.2174403273809584, 'generator_commitment[W@3]': 1.0}
t-1 | dcopf | 3 | generation_UC_real_power_UB[W@5] | W@5 | {'common': True, 'ieee_24bus_G04': True} | TRUE | -1.8 |  | 0 | 1.8 | {'generator_real_power_out[W@5]': 1.2000000000000002, 'generator_commitment[W@5]': 1.0}
t-1 | dcopf | 3 | generation_UC_real_power_UB[W@7] | W@7 | {'common': True, 'ieee_24bus_G04': True} | TRUE | -1.8 |  | 0 | 1.8 | {'generator_real_power_out[W@7]': 1.2000000000000002, 'generator_commitment[W@7]': 1.0}
t-1 | dcopf | 3 | KCL_Copper_constraint |  | {'copper_market': True, 'ieee_24bus_G04': True} | FALSE
t-1 | dcopf | 3 | KCL_DCOPF_constraint['11'] | 11 | {'dcopf': True, 'ieee_24bus_G04': True} | TRUE | 0 | 0 | 0 | 0 | {'branch_real_power_flow[L13-1113]': 0.8539694122287456, 'branch_real_power_flow[L14-1114]': 0.0913244659506323, 'transformer_2W_real_power_flow[T2-911]': 0.4452938781793779, 'transformer_2W_real_power_flow[T4-1011]': 0.5}
t-1 | dcopf | 3 | KCL_DCOPF_constraint['15'] | 15 | {'dcopf': True, 'ieee_24bus_G04': True} | TRUE | -4.4409e-16 | 0 | 0 | -4.4409e-16 | {'generator_real_power_out[G5]': 0.5476790178571265, 'generator_real_power_out[G6]': 1.55, 'branch_real_power_flow[L19-1516]': 2.247546893423877, 'branch_real_power_flow[L20-1521]': -2.1449446054848806, 'branch_real_power_flow[L21-1521]': -2.1449446054848806, 'branch_real_power_flow[L22-1524]': 0.1400213354030115, 'demand_real_power_met[D13]': 4.0}
t-1 | dcopf | 3 | KCL_DCOPF_constraint['1'] | 1 | {'dcopf': True, 'ieee_24bus_G04': True} | TRUE | -2.1649e-15 | 0 | 0 | -2.1649e-15 | {'generator_real_power_out[G1]': 0.0, "generator_real_power_out['W@1.1']": 1.2174403273809564, "generator_real_power_out['W@1.2']": 1.2174403273809586, 'branch_real_power_flow[L1-12]': 0.9609390042117228, 'branch_real_power_flow[L2-13]': 0.37329446983748044, 'branch_real_power_flow[L3-15]': 0.625647180712714, 'demand_real_power_met[D1]': 0.47500000000000003}
t-1 | dcopf | 3 | KCL_DCOPF_constraint['9'] | 9 | {'dcopf': True, 'ieee_24bus_G04': True} | TRUE | 1.1102e-16 | 0 | 0 | -1.1102e-16 | {'branch_real_power_flow[L6-39]': 0.9307561326214495, 'branch_real_power_flow[L7-49]': 0.5851688525915628, 'branch_real_power_flow[L11-89]': -0.036959948260691454, 'transformer_2W_real_power_flow[T2-911]': 0.4452938781793779, 'transformer_2W_real_power_flow[T3-912]': 0.2586711587729428, 'demand_real_power_met[D9]': 0.775}
t-1 | dcopf | 3 | KCL_DCOPF_constraint['24'] | 24 | {'dcopf': True, 'ieee_24bus_G04': True} | TRUE | 0 | 0 | 0 | 0 | {'branch_real_power_flow[L22-1524]': 0.1400213354030115, 'transformer_2W_real_power_flow[T1-324]': -0.1400213354030115}
t-1 | dcopf | 3 | KCL_DCOPF_constraint['4'] | 4 | {'dcopf': True, 'ieee_24bus_G04': True} | TRUE | -5.5511e-17 | 0 | 0 | -5.5511e-17 | {'branch_real_power_flow[L7-49]': 0.5851688525915628, 'branch_real_power_flow[L4-24]': 0.9101688525915628, 'demand_real_power_met[D4]': 0.325}
t-1 | dcopf | 3 | KCL_DCOPF_constraint['3'] | 3 | {'dcopf': True, 'ieee_24bus_G04': True} | TRUE | 8.0491e-16 | 0 | 0 | -8.0491e-16 | {'generator_real_power_out[W@3]': 1.2174403273809584, 'branch_real_power_flow[L6-39]': 0.9307561326214495, 'branch_real_power_flow[L2-13]': 0.37329446983748044, 'transformer_2W_real_power_flow[T1-324]': -0.1400213354030115, 'demand_real_power_met[D3]': 0.8}
t-1 | dcopf | 3 | KCL_DCOPF_constraint['16'] | 16 | {'dcopf': True, 'ieee_24bus_G04': True} | TRUE | -2.2204e-16 | 0 | 0 | -2.2204e-16 | {'generator_real_power_out[G7]': 1.55, 'branch_real_power_flow[L23-1617]': -2.5101107890302368, 'branch_real_power_flow[L24-1619]': 2.6989821484047463, 'branch_real_power_flow[L18-1416]': -2.3586755340493677, 'branch_real_power_flow[L19-1516]': 2.247546893423877, 'demand_real_power_met[D14]': 1.25}
t-1 | dcopf | 3 | KCL_DCOPF_constraint['7'] | 7 | {'dcopf': True, 'ieee_24bus_G04': True} | TRUE | 0 | 0 | 0 | 0 | {'generator_real_power_out[G3]': 0.0, 'generator_real_power_out[W@7]': 1.2000000000000002, 'branch_real_power_flow[L10-78]': 0.6500000000000001, 'demand_real_power_met[D7]': 0.55}
t-1 | dcopf | 3 | KCL_DCOPF_constraint['10'] | 10 | {'dcopf': True, 'ieee_24bus_G04': True} | TRUE | 1.1102e-16 | 0 | 0 | -1.1102e-16 | {'branch_real_power_flow[L8-510]': 1.5006471807127137, 'branch_real_power_flow[L9-610]': 0.22577015162016023, 'branch_real_power_flow[L12-810]': -0.0630400517393084, 'transformer_2W_real_power_flow[T4-1011]': 0.5, 'transformer_2W_real_power_flow[T5-1012]': 0.31337728059356557, 'demand_real_power_met[D10]': 0.85}
t-1 | dcopf | 3 | KCL_DCOPF_constraint['20'] | 20 | {'dcopf': True, 'ieee_24bus_G04': True} | TRUE | 0 | 0 | 0 | 0 | {'branch_real_power_flow[L31-2023]': -0.5880089257976269, 'branch_real_power_flow[L32-2023]': -0.5880089257976269, 'branch_real_power_flow[L29-1920]': 0.22449107420237313, 'branch_real_power_flow[L30-1920]': 0.22449107420237313, 'demand_real_power_met[D17]': 1.625}
t-1 | dcopf | 3 | KCL_DCOPF_constraint['18'] | 18 | {'dcopf': True, 'ieee_24bus_G04': True} | TRUE | 0 | 0 | 0 | 0 | {'generator_real_power_out[G8]': 4.0, 'branch_real_power_flow[L27-1821]': -0.6916510404777276, 'branch_real_power_flow[L28-1821]': -0.6916510404777276, 'branch_real_power_flow[L25-1718]': -1.183302080955455, 'demand_real_power_met[D15]': 4.2}
t-1 | dcopf | 3 | KCL_DCOPF_constraint['17'] | 17 | {'dcopf': True, 'ieee_24bus_G04': True} | TRUE | 0 | 0 | 0 | 0 | {'branch_real_power_flow[L25-1718]': -1.183302080955455, 'branch_real_power_flow[L26-1722]': -1.3268087080747817, 'branch_real_power_flow[L23-1617]': -2.5101107890302368}
t-1 | dcopf | 3 | KCL_DCOPF_constraint['14'] | 14 | {'dcopf': True, 'ieee_24bus_G04': True} | TRUE | -1.8041e-16 | 0 | 0 | -1.8041e-16 | {'branch_real_power_flow[L18-1416]': -2.3586755340493677, 'branch_real_power_flow[L14-1114]': 0.0913244659506323, 'demand_real_power_met[D12]': 2.45}
t-1 | dcopf | 3 | KCL_DCOPF_constraint['12'] | 12 | {'dcopf': True, 'ieee_24bus_G04': True} | TRUE | 1.1102e-16 | 0 | 0 | -1.1102e-16 | {'branch_real_power_flow[L15-1213]': 1.1752052407152311, 'branch_real_power_flow[L16-1223]': -0.6031568013487228, 'transformer_2W_real_power_flow[T3-912]': 0.2586711587729428, 'transformer_2W_real_power_flow[T5-1012]': 0.31337728059356557}
t-1 | dcopf | 3 | KCL_DCOPF_constraint['19'] | 19 | {'dcopf': True, 'ieee_24bus_G04': True} | TRUE | 0 | 0 | 0 | 0 | {'branch_real_power_flow[L29-1920]': 0.22449107420237313, 'branch_real_power_flow[L30-1920]': 0.22449107420237313, 'branch_real_power_flow[L24-1619]': 2.6989821484047463, 'demand_real_power_met[D16]': 2.25}
t-1 | dcopf | 3 | KCL_DCOPF_constraint['6'] | 6 | {'dcopf': True, 'ieee_24bus_G04': True} | TRUE | 0 | 0 | 0 | 0 | {'branch_real_power_flow[L9-610]': 0.22577015162016023, 'branch_real_power_flow[L5-26]': 0.8257701516201602, 'demand_real_power_met[D6]': 0.6}
t-1 | dcopf | 3 | KCL_DCOPF_constraint['22'] | 22 | {'dcopf': True, 'ieee_24bus_G04': True} | TRUE | 0 | 0 | 0 | 0 | {'branch_real_power_flow[L26-1722]': -1.3268087080747817, 'branch_real_power_flow[L33-2122]': -1.6731912919252183, 'generator_real_power_out[G10]': 3.0}
t-1 | dcopf | 3 | KCL_DCOPF_constraint['21'] | 21 | {'dcopf': True, 'ieee_24bus_G04': True} | TRUE | 1.7764e-15 | 0 | 0 | -1.7764e-15 | {'generator_real_power_out[G9]': 4.0, 'branch_real_power_flow[L33-2122]': -1.6731912919252183, 'branch_real_power_flow[L20-1521]': -2.1449446054848806, 'branch_real_power_flow[L21-1521]': -2.1449446054848806, 'branch_real_power_flow[L27-1821]': -0.6916510404777276, 'branch_real_power_flow[L28-1821]': -0.6916510404777276}
t-1 | dcopf | 3 | KCL_DCOPF_constraint['23'] | 23 | {'dcopf': True, 'ieee_24bus_G04': True} | TRUE | 1.1102e-16 | 0 | 0 | -1.1102e-16 | {'generator_real_power_out[G11]': 3.1, 'generator_real_power_out[G12]': 0.0, 'branch_real_power_flow[L16-1223]': -0.6031568013487228, 'branch_real_power_flow[L17-1323]': -1.3208253470560234, 'branch_real_power_flow[L31-2023]': -0.5880089257976269, 'branch_real_power_flow[L32-2023]': -0.5880089257976269}
t-1 | dcopf | 3 | KCL_DCOPF_constraint['2'] | 2 | {'dcopf': True, 'ieee_24bus_G04': True} | TRUE | -5.5511e-17 | 0 | 0 | -5.5511e-17 | {'generator_real_power_out[G2]': 0.0, 'generator_real_power_out[W@2]': 1.2000000000000002, 'branch_real_power_flow[L4-24]': 0.9101688525915628, 'branch_real_power_flow[L5-26]': 0.8257701516201602, 'branch_real_power_flow[L1-12]': 0.9609390042117228, 'demand_real_power_met[D2]': 0.425}
t-1 | dcopf | 3 | KCL_DCOPF_constraint['13'] | 13 | {'dcopf': True, 'ieee_24bus_G04': True} | TRUE | 0 | 0 | 0 | 0 | {'generator_real_power_out[G4]': 0.0, 'branch_real_power_flow[L17-1323]': -1.3208253470560234, 'branch_real_power_flow[L13-1113]': 0.8539694122287456, 'branch_real_power_flow[L15-1213]': 1.1752052407152311, 'demand_real_power_met[D11]': 3.35}
t-1 | dcopf | 3 | KCL_DCOPF_constraint['5'] | 5 | {'dcopf': True, 'ieee_24bus_G04': True} | TRUE | 3.8858e-16 | 0 | 0 | -3.8858e-16 | {'generator_real_power_out[W@5]': 1.2000000000000002, 'branch_real_power_flow[L8-510]': 1.5006471807127137, 'branch_real_power_flow[L3-15]': 0.625647180712714, 'demand_real_power_met[D5]': 0.325}
t-1 | dcopf | 3 | KCL_DCOPF_constraint['8'] | 8 | {'dcopf': True, 'ieee_24bus_G04': True} | TRUE | 0 | 0 | 0 | 0 | {'branch_real_power_flow[L11-89]': -0.036959948260691454, 'branch_real_power_flow[L12-810]': -0.0630400517393084, 'branch_real_power_flow[L10-78]': 0.6500000000000001, 'demand_real_power_met[D8]': 0.75}
t-1 | dcopf | 3 | branch_KVL_DCOPF[L1-12] | L1-12 | {'dcopf': True, 'ieee_24bus_G04': True} | TRUE | 0 | 0 | 0 | 0 | {'branch_real_power_flow[L1-12]': 0.9609390042117228, 'branch_voltage_angle_difference[L1-12]': 0.014029709461491154}
t-1 | dcopf | 3 | branch_KVL_DCOPF[L2-13] | L2-13 | {'dcopf': True, 'ieee_24bus_G04': True} | TRUE | 5.5511e-17 | 0 | 0 | -5.5511e-17 | {'branch_real_power_flow[L2-13]': 0.37329446983748044, 'branch_voltage_angle_difference[L2-13]': 0.08410324405438434}
t-1 | dcopf | 3 | branch_KVL_DCOPF[L3-15] | L3-15 | {'dcopf': True, 'ieee_24bus_G04': True} | TRUE | 0 | 0 | 0 | 0 | {'branch_real_power_flow[L3-15]': 0.625647180712714, 'branch_voltage_angle_difference[L3-15]': 0.05674619929064316}
t-1 | dcopf | 3 | branch_KVL_DCOPF[L4-24] | L4-24 | {'dcopf': True, 'ieee_24bus_G04': True} | TRUE | -1.1102e-16 | 0 | 0 | -1.1102e-16 | {'branch_real_power_flow[L4-24]': 0.9101688525915628, 'branch_voltage_angle_difference[L4-24]': 0.12341889641141592}
t-1 | dcopf | 3 | branch_KVL_DCOPF[L5-26] | L5-26 | {'dcopf': True, 'ieee_24bus_G04': True} | TRUE | 0 | 0 | 0 | 0 | {'branch_real_power_flow[L5-26]': 0.8257701516201602, 'branch_voltage_angle_difference[L5-26]': 0.16928288108213285}
t-1 | dcopf | 3 | branch_KVL_DCOPF[L6-39] | L6-39 | {'dcopf': True, 'ieee_24bus_G04': True} | TRUE | 0 | 0 | 0 | 0 | {'branch_real_power_flow[L6-39]': 0.9307561326214495, 'branch_voltage_angle_difference[L6-39]': 0.11829910445618623}
t-1 | dcopf | 3 | branch_KVL_DCOPF[L7-49] | L7-49 | {'dcopf': True, 'ieee_24bus_G04': True} | TRUE | 0 | 0 | 0 | 0 | {'branch_real_power_flow[L7-49]': 0.5851688525915628, 'branch_voltage_angle_difference[L7-49]': 0.06495374263766347}
t-1 | dcopf | 3 | branch_KVL_DCOPF[L8-510] | L8-510 | {'dcopf': True, 'ieee_24bus_G04': True} | TRUE | 0 | 0 | 0 | 0 | {'branch_real_power_flow[L8-510]': 1.5006471807127137, 'branch_voltage_angle_difference[L8-510]': 0.1410608349869951}
t-1 | dcopf | 3 | branch_KVL_DCOPF[L9-610] | L9-610 | {'dcopf': True, 'ieee_24bus_G04': True} | TRUE | 0 | 0 | 0 | 0 | {'branch_real_power_flow[L9-610]': 0.22577015162016023, 'branch_voltage_angle_difference[L9-610]': 0.014494443734014286}
t-1 | dcopf | 3 | branch_KVL_DCOPF[L10-78] | L10-78 | {'dcopf': True, 'ieee_24bus_G04': True} | TRUE | -1.1102e-16 | 0 | 0 | -1.1102e-16 | {'branch_real_power_flow[L10-78]': 0.6500000000000001, 'branch_voltage_angle_difference[L10-78]': 0.04238000000000001}
t-1 | dcopf | 3 | branch_KVL_DCOPF[L11-89] | L11-89 | {'dcopf': True, 'ieee_24bus_G04': True} | TRUE | 0 | 0 | 0 | 0 | {'branch_real_power_flow[L11-89]': -0.036959948260691454, 'branch_voltage_angle_difference[L11-89]': -0.006512342883533834}
t-1 | dcopf | 3 | branch_KVL_DCOPF[L12-810] | L12-810 | {'dcopf': True, 'ieee_24bus_G04': True} | TRUE | 0 | 0 | 0 | 0 | {'branch_real_power_flow[L12-810]': -0.0630400517393084, 'branch_voltage_angle_difference[L12-810]': -0.01110765711646614}
t-1 | dcopf | 3 | branch_KVL_DCOPF[L13-1113] | L13-1113 | {'dcopf': True, 'ieee_24bus_G04': True} | TRUE | 2.2204e-16 | 0 | 0 | -2.2204e-16 | {'branch_real_power_flow[L13-1113]': 0.8539694122287456, 'branch_voltage_angle_difference[L13-1113]': 0.04167370731676278}
t-1 | dcopf | 3 | branch_KVL_DCOPF[L14-1114] | L14-1114 | {'dcopf': True, 'ieee_24bus_G04': True} | TRUE | 1.3878e-17 | 0 | 0 | -1.3878e-17 | {'branch_real_power_flow[L14-1114]': 0.0913244659506323, 'branch_voltage_angle_difference[L14-1114]': 0.003890422249496936}
t-1 | dcopf | 3 | branch_KVL_DCOPF[L15-1213] | L15-1213 | {'dcopf': True, 'ieee_24bus_G04': True} | TRUE | 2.2204e-16 | 0 | 0 | -2.2204e-16 | {'branch_real_power_flow[L15-1213]': 1.1752052407152311, 'branch_voltage_angle_difference[L15-1213]': 0.05735001574690328}
t-1 | dcopf | 3 | branch_KVL_DCOPF[L16-1223] | L16-1223 | {'dcopf': True, 'ieee_24bus_G04': True} | TRUE | 0 | 0 | 0 | 0 | {'branch_real_power_flow[L16-1223]': -0.6031568013487228, 'branch_voltage_angle_difference[L16-1223]': -0.0594109449328492}
t-1 | dcopf | 3 | branch_KVL_DCOPF[L17-1323] | L17-1323 | {'dcopf': True, 'ieee_24bus_G04': True} | TRUE | 0 | 0 | 0 | 0 | {'branch_real_power_flow[L17-1323]': -1.3208253470560234, 'branch_voltage_angle_difference[L17-1323]': -0.11676096067975247}
t-1 | dcopf | 3 | branch_KVL_DCOPF[L18-1416] | L18-1416 | {'dcopf': True, 'ieee_24bus_G04': True} | TRUE | 0 | 0 | 0 | 0 | {'branch_real_power_flow[L18-1416]': -2.3586755340493677, 'branch_voltage_angle_difference[L18-1416]': -0.14010532672253245}
t-1 | dcopf | 3 | branch_KVL_DCOPF[L19-1516] | L19-1516 | {'dcopf': True, 'ieee_24bus_G04': True} | TRUE | 0 | 0 | 0 | 0 | {'branch_real_power_flow[L19-1516]': 2.247546893423877, 'branch_voltage_angle_difference[L19-1516]': 0.03865780656689068}
t-1 | dcopf | 3 | branch_KVL_DCOPF[L20-1521] | L20-1521 | {'dcopf': True, 'ieee_24bus_G04': True} | TRUE | 0 | 0 | 0 | 0 | {'branch_real_power_flow[L20-1521]': -2.1449446054848806, 'branch_voltage_angle_difference[L20-1521]': -0.053409120676573524}
t-1 | dcopf | 3 | branch_KVL_DCOPF[L21-1521] | L21-1521 | {'dcopf': True, 'ieee_24bus_G04': True} | TRUE | 0 | 0 | 0 | 0 | {'branch_real_power_flow[L21-1521]': -2.1449446054848806, 'branch_voltage_angle_difference[L21-1521]': -0.053409120676573524}
t-1 | dcopf | 3 | branch_KVL_DCOPF[L22-1524] | L22-1524 | {'dcopf': True, 'ieee_24bus_G04': True} | TRUE | 0 | 0 | 0 | 0 | {'branch_real_power_flow[L22-1524]': 0.1400213354030115, 'branch_voltage_angle_difference[L22-1524]': 0.00740712864281931}
t-1 | dcopf | 3 | branch_KVL_DCOPF[L23-1617] | L23-1617 | {'dcopf': True, 'ieee_24bus_G04': True} | TRUE | 0 | 0 | 0 | 0 | {'branch_real_power_flow[L23-1617]': -2.5101107890302368, 'branch_voltage_angle_difference[L23-1617]': -0.06601591375149522}
t-1 | dcopf | 3 | branch_KVL_DCOPF[L24-1619] | L24-1619 | {'dcopf': True, 'ieee_24bus_G04': True} | TRUE | 4.4409e-16 | 0 | 0 | -4.4409e-16 | {'branch_real_power_flow[L24-1619]': 2.6989821484047463, 'branch_voltage_angle_difference[L24-1619]': 0.06315618227267106}
t-1 | dcopf | 3 | branch_KVL_DCOPF[L25-1718] | L25-1718 | {'dcopf': True, 'ieee_24bus_G04': True} | TRUE | 0 | 0 | 0 | 0 | {'branch_real_power_flow[L25-1718]': -1.183302080955455, 'branch_voltage_angle_difference[L25-1718]': -0.016921219757663006}
t-1 | dcopf | 3 | branch_KVL_DCOPF[L26-1722] | L26-1722 | {'dcopf': True, 'ieee_24bus_G04': True} | TRUE | 0 | 0 | 0 | 0 | {'branch_real_power_flow[L26-1722]': -1.3268087080747817, 'branch_voltage_angle_difference[L26-1722]': -0.14183585089319417}
t-1 | dcopf | 3 | branch_KVL_DCOPF[L27-1821] | L27-1821 | {'dcopf': True, 'ieee_24bus_G04': True} | TRUE | 0 | 0 | 0 | 0 | {'branch_real_power_flow[L27-1821]': -0.6916510404777276, 'branch_voltage_angle_difference[L27-1821]': -0.009129793734306004}
t-1 | dcopf | 3 | branch_KVL_DCOPF[L28-1821] | L28-1821 | {'dcopf': True, 'ieee_24bus_G04': True} | TRUE | 0 | 0 | 0 | 0 | {'branch_real_power_flow[L28-1821]': -0.6916510404777276, 'branch_voltage_angle_difference[L28-1821]': -0.009129793734306004}
t-1 | dcopf | 3 | branch_KVL_DCOPF[L29-1920] | L29-1920 | {'dcopf': True, 'ieee_24bus_G04': True} | TRUE | 0 | 0 | 0 | 0 | {'branch_real_power_flow[L29-1920]': 0.22449107420237313, 'branch_voltage_angle_difference[L29-1920]': 0.004557168806308174}
t-1 | dcopf | 3 | branch_KVL_DCOPF[L30-1920] | L30-1920 | {'dcopf': True, 'ieee_24bus_G04': True} | TRUE | 0 | 0 | 0 | 0 | {'branch_real_power_flow[L30-1920]': 0.22449107420237313, 'branch_voltage_angle_difference[L30-1920]': 0.004557168806308174}
t-1 | dcopf | 3 | branch_KVL_DCOPF[L31-2023] | L31-2023 | {'dcopf': True, 'ieee_24bus_G04': True} | TRUE | 0 | 0 | 0 | 0 | {'branch_real_power_flow[L31-2023]': -0.5880089257976269, 'branch_voltage_angle_difference[L31-2023]': -0.006585699968933421}
t-1 | dcopf | 3 | branch_KVL_DCOPF[L32-2023] | L32-2023 | {'dcopf': True, 'ieee_24bus_G04': True} | TRUE | 0 | 0 | 0 | 0 | {'branch_real_power_flow[L32-2023]': -0.5880089257976269, 'branch_voltage_angle_difference[L32-2023]': -0.006585699968933421}
t-1 | dcopf | 3 | branch_KVL_DCOPF[L33-2122] | L33-2122 | {'dcopf': True, 'ieee_24bus_G04': True} | TRUE | 2.2204e-16 | 0 | 0 | -2.2204e-16 | {'branch_real_power_flow[L33-2122]': -1.6731912919252183, 'branch_voltage_angle_difference[L33-2122]': -0.11578483740122511}
t-1 | dcopf | 3 | branch_voltage_angle[L1-12] | L1-12 | {'dcopf': True, 'ieee_24bus_G04': True} | TRUE | -2.6021e-17 | 0 | 0 | -2.6021e-17 | {'branch_voltage_angle_difference[L1-12]': 0.014029709461491154, "bus_voltage_angle['1']": 0.28148074159440106, "bus_voltage_angle['2']": 0.2674510321329099}
t-1 | dcopf | 3 | branch_voltage_angle[L2-13] | L2-13 | {'dcopf': True, 'ieee_24bus_G04': True} | TRUE | -1.3878e-17 | 0 | 0 | -1.3878e-17 | {'branch_voltage_angle_difference[L2-13]': 0.08410324405438434, "bus_voltage_angle['1']": 0.28148074159440106, "bus_voltage_angle['3']": 0.1973774975400167}
t-1 | dcopf | 3 | branch_voltage_angle[L3-15] | L3-15 | {'dcopf': True, 'ieee_24bus_G04': True} | TRUE | -1.3878e-17 | 0 | 0 | -1.3878e-17 | {'branch_voltage_angle_difference[L3-15]': 0.05674619929064316, "bus_voltage_angle['1']": 0.28148074159440106, "bus_voltage_angle['5']": 0.2247345423037579}
t-1 | dcopf | 3 | branch_voltage_angle[L4-24] | L4-24 | {'dcopf': True, 'ieee_24bus_G04': True} | TRUE | 1.3878e-17 | 0 | 0 | -1.3878e-17 | {'branch_voltage_angle_difference[L4-24]': 0.12341889641141592, "bus_voltage_angle['2']": 0.2674510321329099, "bus_voltage_angle['4']": 0.14403213572149398}
t-1 | dcopf | 3 | branch_voltage_angle[L5-26] | L5-26 | {'dcopf': True, 'ieee_24bus_G04': True} | TRUE | 0 | 0 | 0 | 0 | {'branch_voltage_angle_difference[L5-26]': 0.16928288108213285, "bus_voltage_angle['2']": 0.2674510321329099, "bus_voltage_angle['6']": 0.09816815105077703}
t-1 | dcopf | 3 | branch_voltage_angle[L6-39] | L6-39 | {'dcopf': True, 'ieee_24bus_G04': True} | TRUE | 0 | 0 | 0 | 0 | {'branch_voltage_angle_difference[L6-39]': 0.11829910445618623, "bus_voltage_angle['3']": 0.1973774975400167, "bus_voltage_angle['9']": 0.07907839308383048}
t-1 | dcopf | 3 | branch_voltage_angle[L7-49] | L7-49 | {'dcopf': True, 'ieee_24bus_G04': True} | TRUE | -2.7756e-17 | 0 | 0 | -2.7756e-17 | {'branch_voltage_angle_difference[L7-49]': 0.06495374263766347, "bus_voltage_angle['4']": 0.14403213572149398, "bus_voltage_angle['9']": 0.07907839308383048}
t-1 | dcopf | 3 | branch_voltage_angle[L8-510] | L8-510 | {'dcopf': True, 'ieee_24bus_G04': True} | TRUE | 0 | 0 | 0 | 0 | {'branch_voltage_angle_difference[L8-510]': 0.1410608349869951, "bus_voltage_angle['5']": 0.2247345423037579, "bus_voltage_angle['10']": 0.0836737073167628}
t-1 | dcopf | 3 | branch_voltage_angle[L9-610] | L9-610 | {'dcopf': True, 'ieee_24bus_G04': True} | TRUE | 5.2042e-17 | 0 | 0 | -5.2042e-17 | {'branch_voltage_angle_difference[L9-610]': 0.014494443734014286, "bus_voltage_angle['6']": 0.09816815105077703, "bus_voltage_angle['10']": 0.0836737073167628}
t-1 | dcopf | 3 | branch_voltage_angle[L10-78] | L10-78 | {'dcopf': True, 'ieee_24bus_G04': True} | TRUE | -6.9389e-18 | 0 | 0 | -6.9389e-18 | {'branch_voltage_angle_difference[L10-78]': 0.04238000000000001, "bus_voltage_angle['7']": 0.11494605020029666, "bus_voltage_angle['8']": 0.07256605020029665}
t-1 | dcopf | 3 | branch_voltage_angle[L11-89] | L11-89 | {'dcopf': True, 'ieee_24bus_G04': True} | TRUE | 0 | 0 | 0 | 0 | {'branch_voltage_angle_difference[L11-89]': -0.006512342883533834, "bus_voltage_angle['8']": 0.07256605020029665, "bus_voltage_angle['9']": 0.07907839308383048}
t-1 | dcopf | 3 | branch_voltage_angle[L12-810] | L12-810 | {'dcopf': True, 'ieee_24bus_G04': True} | TRUE | 8.6736e-18 | 0 | 0 | -8.6736e-18 | {'branch_voltage_angle_difference[L12-810]': -0.01110765711646614, "bus_voltage_angle['8']": 0.07256605020029665, "bus_voltage_angle['10']": 0.0836737073167628}
t-1 | dcopf | 3 | branch_voltage_angle[L13-1113] | L13-1113 | {'dcopf': True, 'ieee_24bus_G04': True} | TRUE | -6.9389e-18 | 0 | 0 | -6.9389e-18 | {'branch_voltage_angle_difference[L13-1113]': 0.04167370731676278, "bus_voltage_angle['11']": 0.04167370731676279, "bus_voltage_angle['13']": 0.0}
t-1 | dcopf | 3 | branch_voltage_angle[L14-1114] | L14-1114 | {'dcopf': True, 'ieee_24bus_G04': True} | TRUE | 1.301e-18 | 0 | 0 | -1.301e-18 | {'branch_voltage_angle_difference[L14-1114]': 0.003890422249496936, "bus_voltage_angle['11']": 0.04167370731676279, "bus_voltage_angle['14']": 0.03778328506726585}
t-1 | dcopf | 3 | branch_voltage_angle[L15-1213] | L15-1213 | {'dcopf': True, 'ieee_24bus_G04': True} | TRUE | -6.9389e-18 | 0 | 0 | -6.9389e-18 | {'branch_voltage_angle_difference[L15-1213]': 0.05735001574690328, "bus_voltage_angle['12']": 0.057350015746903286, "bus_voltage_angle['13']": 0.0}
t-1 | dcopf | 3 | branch_voltage_angle[L16-1223] | L16-1223 | {'dcopf': True, 'ieee_24bus_G04': True} | TRUE | -1.3878e-17 | 0 | 0 | -1.3878e-17 | {'branch_voltage_angle_difference[L16-1223]': -0.0594109449328492, "bus_voltage_angle['12']": 0.057350015746903286, "bus_voltage_angle['23']": 0.11676096067975247}
t-1 | dcopf | 3 | branch_voltage_angle[L17-1323] | L17-1323 | {'dcopf': True, 'ieee_24bus_G04': True} | TRUE | 0 | 0 | 0 | 0 | {'branch_voltage_angle_difference[L17-1323]': -0.11676096067975247, "bus_voltage_angle['13']": 0.0, "bus_voltage_angle['23']": 0.11676096067975247}
t-1 | dcopf | 3 | branch_voltage_angle[L18-1416] | L18-1416 | {'dcopf': True, 'ieee_24bus_G04': True} | TRUE | 0 | 0 | 0 | 0 | {'branch_voltage_angle_difference[L18-1416]': -0.14010532672253245, "bus_voltage_angle['14']": 0.03778328506726585, "bus_voltage_angle['16']": 0.1778886117897983}
t-1 | dcopf | 3 | branch_voltage_angle[L19-1516] | L19-1516 | {'dcopf': True, 'ieee_24bus_G04': True} | TRUE | -6.9389e-18 | 0 | 0 | -6.9389e-18 | {'branch_voltage_angle_difference[L19-1516]': 0.03865780656689068, "bus_voltage_angle['15']": 0.216546418356689, "bus_voltage_angle['16']": 0.1778886117897983}
t-1 | dcopf | 3 | branch_voltage_angle[L20-1521] | L20-1521 | {'dcopf': True, 'ieee_24bus_G04': True} | TRUE | 0 | 0 | 0 | 0 | {'branch_voltage_angle_difference[L20-1521]': -0.053409120676573524, "bus_voltage_angle['15']": 0.216546418356689, "bus_voltage_angle['21']": 0.2699555390332625}
t-1 | dcopf | 3 | branch_voltage_angle[L21-1521] | L21-1521 | {'dcopf': True, 'ieee_24bus_G04': True} | TRUE | 0 | 0 | 0 | 0 | {'branch_voltage_angle_difference[L21-1521]': -0.053409120676573524, "bus_voltage_angle['15']": 0.216546418356689, "bus_voltage_angle['21']": 0.2699555390332625}
t-1 | dcopf | 3 | branch_voltage_angle[L22-1524] | L22-1524 | {'dcopf': True, 'ieee_24bus_G04': True} | TRUE | -8.6736e-19 | 0 | 0 | -8.6736e-19 | {'branch_voltage_angle_difference[L22-1524]': 0.00740712864281931, "bus_voltage_angle['15']": 0.216546418356689, "bus_voltage_angle['24']": 0.2091392897138697}
t-1 | dcopf | 3 | branch_voltage_angle[L23-1617] | L23-1617 | {'dcopf': True, 'ieee_24bus_G04': True} | TRUE | 1.3878e-17 | 0 | 0 | -1.3878e-17 | {'branch_voltage_angle_difference[L23-1617]': -0.06601591375149522, "bus_voltage_angle['16']": 0.1778886117897983, "bus_voltage_angle['17']": 0.24390452554129355}
t-1 | dcopf | 3 | branch_voltage_angle[L24-1619] | L24-1619 | {'dcopf': True, 'ieee_24bus_G04': True} | TRUE | 0 | 0 | 0 | 0 | {'branch_voltage_angle_difference[L24-1619]': 0.06315618227267106, "bus_voltage_angle['16']": 0.1778886117897983, "bus_voltage_angle['19']": 0.11473242951712725}
t-1 | dcopf | 3 | branch_voltage_angle[L25-1718] | L25-1718 | {'dcopf': True, 'ieee_24bus_G04': True} | TRUE | 2.4286e-17 | 0 | 0 | -2.4286e-17 | {'branch_voltage_angle_difference[L25-1718]': -0.016921219757663006, "bus_voltage_angle['17']": 0.24390452554129355, "bus_voltage_angle['18']": 0.2608257452989566}
t-1 | dcopf | 3 | branch_voltage_angle[L26-1722] | L26-1722 | {'dcopf': True, 'ieee_24bus_G04': True} | TRUE | 0 | 0 | 0 | 0 | {'branch_voltage_angle_difference[L26-1722]': -0.14183585089319417, "bus_voltage_angle['17']": 0.24390452554129355, "bus_voltage_angle['22']": 0.3857403764344877}
t-1 | dcopf | 3 | branch_voltage_angle[L27-1821] | L27-1821 | {'dcopf': True, 'ieee_24bus_G04': True} | TRUE | -5.7246e-17 | 0 | 0 | -5.7246e-17 | {'branch_voltage_angle_difference[L27-1821]': -0.009129793734306004, "bus_voltage_angle['18']": 0.2608257452989566, "bus_voltage_angle['21']": 0.2699555390332625}
t-1 | dcopf | 3 | branch_voltage_angle[L28-1821] | L28-1821 | {'dcopf': True, 'ieee_24bus_G04': True} | TRUE | -5.7246e-17 | 0 | 0 | -5.7246e-17 | {'branch_voltage_angle_difference[L28-1821]': -0.009129793734306004, "bus_voltage_angle['18']": 0.2608257452989566, "bus_voltage_angle['21']": 0.2699555390332625}
t-1 | dcopf | 3 | branch_voltage_angle[L29-1920] | L29-1920 | {'dcopf': True, 'ieee_24bus_G04': True} | TRUE | -2.6888e-17 | 0 | 0 | -2.6888e-17 | {'branch_voltage_angle_difference[L29-1920]': 0.004557168806308174, "bus_voltage_angle['19']": 0.11473242951712725, "bus_voltage_angle['20']": 0.11017526071081905}
t-1 | dcopf | 3 | branch_voltage_angle[L30-1920] | L30-1920 | {'dcopf': True, 'ieee_24bus_G04': True} | TRUE | -2.6888e-17 | 0 | 0 | -2.6888e-17 | {'branch_voltage_angle_difference[L30-1920]': 0.004557168806308174, "bus_voltage_angle['19']": 0.11473242951712725, "bus_voltage_angle['20']": 0.11017526071081905}
t-1 | dcopf | 3 | branch_voltage_angle[L31-2023] | L31-2023 | {'dcopf': True, 'ieee_24bus_G04': True} | TRUE | -8.6736e-19 | 0 | 0 | -8.6736e-19 | {'branch_voltage_angle_difference[L31-2023]': -0.006585699968933421, "bus_voltage_angle['20']": 0.11017526071081905, "bus_voltage_angle['23']": 0.11676096067975247}
t-1 | dcopf | 3 | branch_voltage_angle[L32-2023] | L32-2023 | {'dcopf': True, 'ieee_24bus_G04': True} | TRUE | -8.6736e-19 | 0 | 0 | -8.6736e-19 | {'branch_voltage_angle_difference[L32-2023]': -0.006585699968933421, "bus_voltage_angle['20']": 0.11017526071081905, "bus_voltage_angle['23']": 0.11676096067975247}
t-1 | dcopf | 3 | branch_voltage_angle[L33-2122] | L33-2122 | {'dcopf': True, 'ieee_24bus_G04': True} | TRUE | 8.3267e-17 | 0 | 0 | -8.3267e-17 | {'branch_voltage_angle_difference[L33-2122]': -0.11578483740122511, "bus_voltage_angle['21']": 0.2699555390332625, "bus_voltage_angle['22']": 0.3857403764344877}
t-1 | dcopf | 3 | transformer_2W_KVL_DCOPF[T1-324] | T1-324 | {'dcopf': True, 'ieee_24bus_G04': True} | TRUE | 0 | 0 | 0 | 0 | {'transformer_2W_real_power_flow[T1-324]': -0.1400213354030115, 'transformer_2W_voltage_angle_difference[T1-324]': -0.011761792173852969}
t-1 | dcopf | 3 | transformer_2W_KVL_DCOPF[T2-911] | T2-911 | {'dcopf': True, 'ieee_24bus_G04': True} | TRUE | 5.5511e-17 | 0 | 0 | -5.5511e-17 | {'transformer_2W_real_power_flow[T2-911]': 0.4452938781793779, 'transformer_2W_voltage_angle_difference[T2-911]': 0.03740468576706774}
t-1 | dcopf | 3 | transformer_2W_KVL_DCOPF[T3-912] | T3-912 | {'dcopf': True, 'ieee_24bus_G04': True} | TRUE | 0 | 0 | 0 | 0 | {'transformer_2W_real_power_flow[T3-912]': 0.2586711587729428, 'transformer_2W_voltage_angle_difference[T3-912]': 0.021728377336927195}
t-1 | dcopf | 3 | transformer_2W_KVL_DCOPF[T4-1011] | T4-1011 | {'dcopf': True, 'ieee_24bus_G04': True} | TRUE | 5.5511e-17 | 0 | 0 | -5.5511e-17 | {'transformer_2W_real_power_flow[T4-1011]': 0.5, 'transformer_2W_voltage_angle_difference[T4-1011]': 0.042}
t-1 | dcopf | 3 | transformer_2W_KVL_DCOPF[T5-1012] | T5-1012 | {'dcopf': True, 'ieee_24bus_G04': True} | TRUE | 0 | 0 | 0 | 0 | {'transformer_2W_real_power_flow[T5-1012]': 0.31337728059356557, 'transformer_2W_voltage_angle_difference[T5-1012]': 0.02632369156985951}
t-1 | dcopf | 3 | transformer_2W_voltage_angle[T1-324] | T1-324 | {'dcopf': True, 'ieee_24bus_G04': True} | TRUE | 1.2143e-17 | 0 | 0 | -1.2143e-17 | {'transformer_2W_voltage_angle_difference[T1-324]': -0.011761792173852969, "bus_voltage_angle['3']": 0.1973774975400167, "bus_voltage_angle['24']": 0.2091392897138697}
t-1 | dcopf | 3 | transformer_2W_voltage_angle[T2-911] | T2-911 | {'dcopf': True, 'ieee_24bus_G04': True} | TRUE | 4.8572e-17 | 0 | 0 | -4.8572e-17 | {'transformer_2W_voltage_angle_difference[T2-911]': 0.03740468576706774, "bus_voltage_angle['9']": 0.07907839308383048, "bus_voltage_angle['11']": 0.04167370731676279}
t-1 | dcopf | 3 | transformer_2W_voltage_angle[T3-912] | T3-912 | {'dcopf': True, 'ieee_24bus_G04': True} | TRUE | 0 | 0 | 0 | 0 | {'transformer_2W_voltage_angle_difference[T3-912]': 0.021728377336927195, "bus_voltage_angle['9']": 0.07907839308383048, "bus_voltage_angle['12']": 0.057350015746903286}
t-1 | dcopf | 3 | transformer_2W_voltage_angle[T4-1011] | T4-1011 | {'dcopf': True, 'ieee_24bus_G04': True} | TRUE | -6.9389e-18 | 0 | 0 | -6.9389e-18 | {'transformer_2W_voltage_angle_difference[T4-1011]': 0.042, "bus_voltage_angle['10']": 0.0836737073167628, "bus_voltage_angle['11']": 0.04167370731676279}
t-1 | dcopf | 3 | transformer_2W_voltage_angle[T5-1012] | T5-1012 | {'dcopf': True, 'ieee_24bus_G04': True} | TRUE | 0 | 0 | 0 | 0 | {'transformer_2W_voltage_angle_difference[T5-1012]': 0.02632369156985951, "bus_voltage_angle['10']": 0.0836737073167628, "bus_voltage_angle['12']": 0.057350015746903286}
t-1 | dcopf | 3 | voltage_ref_bus['13'] | 13 | {'dcopf': True, 'ieee_24bus_G04': True} | TRUE | 0 | 0 | 0 | 0 | {"bus_voltage_angle['13']": 0.0}
t-1 | dcopf | 3 | branch_real_power_flow_UB[L1-12] | L1-12 | {'dcopf': True, 'ieee_24bus_G04': True} | TRUE | 0.96094 |  | 2.5 | 1.5391 | {'branch_real_power_flow[L1-12]': 0.9609390042117228}
t-1 | dcopf | 3 | branch_real_power_flow_UB[L2-13] | L2-13 | {'dcopf': True, 'ieee_24bus_G04': True} | TRUE | 0.37329 |  | 2.5 | 2.1267 | {'branch_real_power_flow[L2-13]': 0.37329446983748044}
t-1 | dcopf | 3 | branch_real_power_flow_UB[L3-15] | L3-15 | {'dcopf': True, 'ieee_24bus_G04': True} | TRUE | 0.62565 |  | 2.5 | 1.8744 | {'branch_real_power_flow[L3-15]': 0.625647180712714}
t-1 | dcopf | 3 | branch_real_power_flow_UB[L4-24] | L4-24 | {'dcopf': True, 'ieee_24bus_G04': True} | TRUE | 0.91017 |  | 2.5 | 1.5898 | {'branch_real_power_flow[L4-24]': 0.9101688525915628}
t-1 | dcopf | 3 | branch_real_power_flow_UB[L5-26] | L5-26 | {'dcopf': True, 'ieee_24bus_G04': True} | TRUE | 0.82577 |  | 2.5 | 1.6742 | {'branch_real_power_flow[L5-26]': 0.8257701516201602}
t-1 | dcopf | 3 | branch_real_power_flow_UB[L6-39] | L6-39 | {'dcopf': True, 'ieee_24bus_G04': True} | TRUE | 0.93076 |  | 2.5 | 1.5692 | {'branch_real_power_flow[L6-39]': 0.9307561326214495}
t-1 | dcopf | 3 | branch_real_power_flow_UB[L7-49] | L7-49 | {'dcopf': True, 'ieee_24bus_G04': True} | TRUE | 0.58517 |  | 2.5 | 1.9148 | {'branch_real_power_flow[L7-49]': 0.5851688525915628}
t-1 | dcopf | 3 | branch_real_power_flow_UB[L8-510] | L8-510 | {'dcopf': True, 'ieee_24bus_G04': True} | TRUE | 1.5006 |  | 2.5 | 0.99935 | {'branch_real_power_flow[L8-510]': 1.5006471807127137}
t-1 | dcopf | 3 | branch_real_power_flow_UB[L9-610] | L9-610 | {'dcopf': True, 'ieee_24bus_G04': True} | TRUE | 0.22577 |  | 2.5 | 2.2742 | {'branch_real_power_flow[L9-610]': 0.22577015162016023}
t-1 | dcopf | 3 | branch_real_power_flow_UB[L10-78] | L10-78 | {'dcopf': True, 'ieee_24bus_G04': True} | TRUE | 0.65 |  | 1 | 0.35 | {'branch_real_power_flow[L10-78]': 0.6500000000000001}
t-1 | dcopf | 3 | branch_real_power_flow_UB[L11-89] | L11-89 | {'dcopf': True, 'ieee_24bus_G04': True} | TRUE | -0.03696 |  | 2.5 | 2.537 | {'branch_real_power_flow[L11-89]': -0.036959948260691454}
t-1 | dcopf | 3 | branch_real_power_flow_UB[L12-810] | L12-810 | {'dcopf': True, 'ieee_24bus_G04': True} | TRUE | -0.06304 |  | 2.5 | 2.563 | {'branch_real_power_flow[L12-810]': -0.0630400517393084}
t-1 | dcopf | 3 | branch_real_power_flow_UB[L13-1113] | L13-1113 | {'dcopf': True, 'ieee_24bus_G04': True} | TRUE | 0.85397 |  | 5 | 4.146 | {'branch_real_power_flow[L13-1113]': 0.8539694122287456}
t-1 | dcopf | 3 | branch_real_power_flow_UB[L14-1114] | L14-1114 | {'dcopf': True, 'ieee_24bus_G04': True} | TRUE | 0.091324 |  | 5 | 4.9087 | {'branch_real_power_flow[L14-1114]': 0.0913244659506323}
t-1 | dcopf | 3 | branch_real_power_flow_UB[L15-1213] | L15-1213 | {'dcopf': True, 'ieee_24bus_G04': True} | TRUE | 1.1752 |  | 5 | 3.8248 | {'branch_real_power_flow[L15-1213]': 1.1752052407152311}
t-1 | dcopf | 3 | branch_real_power_flow_UB[L16-1223] | L16-1223 | {'dcopf': True, 'ieee_24bus_G04': True} | TRUE | -0.60316 |  | 5 | 5.6032 | {'branch_real_power_flow[L16-1223]': -0.6031568013487228}
t-1 | dcopf | 3 | branch_real_power_flow_UB[L17-1323] | L17-1323 | {'dcopf': True, 'ieee_24bus_G04': True} | TRUE | -1.3208 |  | 5 | 6.3208 | {'branch_real_power_flow[L17-1323]': -1.3208253470560234}
t-1 | dcopf | 3 | branch_real_power_flow_UB[L18-1416] | L18-1416 | {'dcopf': True, 'ieee_24bus_G04': True} | TRUE | -2.3587 |  | 5 | 7.3587 | {'branch_real_power_flow[L18-1416]': -2.3586755340493677}
t-1 | dcopf | 3 | branch_real_power_flow_UB[L19-1516] | L19-1516 | {'dcopf': True, 'ieee_24bus_G04': True} | TRUE | 2.2475 |  | 5 | 2.7525 | {'branch_real_power_flow[L19-1516]': 2.247546893423877}
t-1 | dcopf | 3 | branch_real_power_flow_UB[L20-1521] | L20-1521 | {'dcopf': True, 'ieee_24bus_G04': True} | TRUE | -2.1449 |  | 5 | 7.1449 | {'branch_real_power_flow[L20-1521]': -2.1449446054848806}
t-1 | dcopf | 3 | branch_real_power_flow_UB[L21-1521] | L21-1521 | {'dcopf': True, 'ieee_24bus_G04': True} | TRUE | -2.1449 |  | 5 | 7.1449 | {'branch_real_power_flow[L21-1521]': -2.1449446054848806}
t-1 | dcopf | 3 | branch_real_power_flow_UB[L22-1524] | L22-1524 | {'dcopf': True, 'ieee_24bus_G04': True} | TRUE | 0.14002 |  | 5 | 4.86 | {'branch_real_power_flow[L22-1524]': 0.1400213354030115}
t-1 | dcopf | 3 | branch_real_power_flow_UB[L23-1617] | L23-1617 | {'dcopf': True, 'ieee_24bus_G04': True} | TRUE | -2.5101 |  | 5 | 7.5101 | {'branch_real_power_flow[L23-1617]': -2.5101107890302368}
t-1 | dcopf | 3 | branch_real_power_flow_UB[L24-1619] | L24-1619 | {'dcopf': True, 'ieee_24bus_G04': True} | TRUE | 2.699 |  | 5 | 2.301 | {'branch_real_power_flow[L24-1619]': 2.6989821484047463}
t-1 | dcopf | 3 | branch_real_power_flow_UB[L25-1718] | L25-1718 | {'dcopf': True, 'ieee_24bus_G04': True} | TRUE | -1.1833 |  | 5 | 6.1833 | {'branch_real_power_flow[L25-1718]': -1.183302080955455}
t-1 | dcopf | 3 | branch_real_power_flow_UB[L26-1722] | L26-1722 | {'dcopf': True, 'ieee_24bus_G04': True} | TRUE | -1.3268 |  | 5 | 6.3268 | {'branch_real_power_flow[L26-1722]': -1.3268087080747817}
t-1 | dcopf | 3 | branch_real_power_flow_UB[L27-1821] | L27-1821 | {'dcopf': True, 'ieee_24bus_G04': True} | TRUE | -0.69165 |  | 5 | 5.6917 | {'branch_real_power_flow[L27-1821]': -0.6916510404777276}
t-1 | dcopf | 3 | branch_real_power_flow_UB[L28-1821] | L28-1821 | {'dcopf': True, 'ieee_24bus_G04': True} | TRUE | -0.69165 |  | 5 | 5.6917 | {'branch_real_power_flow[L28-1821]': -0.6916510404777276}
t-1 | dcopf | 3 | branch_real_power_flow_UB[L29-1920] | L29-1920 | {'dcopf': True, 'ieee_24bus_G04': True} | TRUE | 0.22449 |  | 5 | 4.7755 | {'branch_real_power_flow[L29-1920]': 0.22449107420237313}
t-1 | dcopf | 3 | branch_real_power_flow_UB[L30-1920] | L30-1920 | {'dcopf': True, 'ieee_24bus_G04': True} | TRUE | 0.22449 |  | 5 | 4.7755 | {'branch_real_power_flow[L30-1920]': 0.22449107420237313}
t-1 | dcopf | 3 | branch_real_power_flow_UB[L31-2023] | L31-2023 | {'dcopf': True, 'ieee_24bus_G04': True} | TRUE | -0.58801 |  | 5 | 5.588 | {'branch_real_power_flow[L31-2023]': -0.5880089257976269}
t-1 | dcopf | 3 | branch_real_power_flow_UB[L32-2023] | L32-2023 | {'dcopf': True, 'ieee_24bus_G04': True} | TRUE | -0.58801 |  | 5 | 5.588 | {'branch_real_power_flow[L32-2023]': -0.5880089257976269}
t-1 | dcopf | 3 | branch_real_power_flow_UB[L33-2122] | L33-2122 | {'dcopf': True, 'ieee_24bus_G04': True} | TRUE | -1.6732 |  | 5 | 6.6732 | {'branch_real_power_flow[L33-2122]': -1.6731912919252183}
t-1 | dcopf | 3 | branch_real_power_flow_UB_reverse[L1-12] | L1-12 | {'dcopf': True, 'ieee_24bus_G04': True} | TRUE | 0.96094 | -2.5 |  | 3.4609 | {'branch_real_power_flow[L1-12]': 0.9609390042117228}
t-1 | dcopf | 3 | branch_real_power_flow_UB_reverse[L2-13] | L2-13 | {'dcopf': True, 'ieee_24bus_G04': True} | TRUE | 0.37329 | -2.5 |  | 2.8733 | {'branch_real_power_flow[L2-13]': 0.37329446983748044}
t-1 | dcopf | 3 | branch_real_power_flow_UB_reverse[L3-15] | L3-15 | {'dcopf': True, 'ieee_24bus_G04': True} | TRUE | 0.62565 | -2.5 |  | 3.1256 | {'branch_real_power_flow[L3-15]': 0.625647180712714}
t-1 | dcopf | 3 | branch_real_power_flow_UB_reverse[L4-24] | L4-24 | {'dcopf': True, 'ieee_24bus_G04': True} | TRUE | 0.91017 | -2.5 |  | 3.4102 | {'branch_real_power_flow[L4-24]': 0.9101688525915628}
t-1 | dcopf | 3 | branch_real_power_flow_UB_reverse[L5-26] | L5-26 | {'dcopf': True, 'ieee_24bus_G04': True} | TRUE | 0.82577 | -2.5 |  | 3.3258 | {'branch_real_power_flow[L5-26]': 0.8257701516201602}
t-1 | dcopf | 3 | branch_real_power_flow_UB_reverse[L6-39] | L6-39 | {'dcopf': True, 'ieee_24bus_G04': True} | TRUE | 0.93076 | -2.5 |  | 3.4308 | {'branch_real_power_flow[L6-39]': 0.9307561326214495}
t-1 | dcopf | 3 | branch_real_power_flow_UB_reverse[L7-49] | L7-49 | {'dcopf': True, 'ieee_24bus_G04': True} | TRUE | 0.58517 | -2.5 |  | 3.0852 | {'branch_real_power_flow[L7-49]': 0.5851688525915628}
t-1 | dcopf | 3 | branch_real_power_flow_UB_reverse[L8-510] | L8-510 | {'dcopf': True, 'ieee_24bus_G04': True} | TRUE | 1.5006 | -2.5 |  | 4.0006 | {'branch_real_power_flow[L8-510]': 1.5006471807127137}
t-1 | dcopf | 3 | branch_real_power_flow_UB_reverse[L9-610] | L9-610 | {'dcopf': True, 'ieee_24bus_G04': True} | TRUE | 0.22577 | -2.5 |  | 2.7258 | {'branch_real_power_flow[L9-610]': 0.22577015162016023}
t-1 | dcopf | 3 | branch_real_power_flow_UB_reverse[L10-78] | L10-78 | {'dcopf': True, 'ieee_24bus_G04': True} | TRUE | 0.65 | -1 |  | 1.65 | {'branch_real_power_flow[L10-78]': 0.6500000000000001}
t-1 | dcopf | 3 | branch_real_power_flow_UB_reverse[L11-89] | L11-89 | {'dcopf': True, 'ieee_24bus_G04': True} | TRUE | -0.03696 | -2.5 |  | 2.463 | {'branch_real_power_flow[L11-89]': -0.036959948260691454}
t-1 | dcopf | 3 | branch_real_power_flow_UB_reverse[L12-810] | L12-810 | {'dcopf': True, 'ieee_24bus_G04': True} | TRUE | -0.06304 | -2.5 |  | 2.437 | {'branch_real_power_flow[L12-810]': -0.0630400517393084}
t-1 | dcopf | 3 | branch_real_power_flow_UB_reverse[L13-1113] | L13-1113 | {'dcopf': True, 'ieee_24bus_G04': True} | TRUE | 0.85397 | -5 |  | 5.854 | {'branch_real_power_flow[L13-1113]': 0.8539694122287456}
t-1 | dcopf | 3 | branch_real_power_flow_UB_reverse[L14-1114] | L14-1114 | {'dcopf': True, 'ieee_24bus_G04': True} | TRUE | 0.091324 | -5 |  | 5.0913 | {'branch_real_power_flow[L14-1114]': 0.0913244659506323}
t-1 | dcopf | 3 | branch_real_power_flow_UB_reverse[L15-1213] | L15-1213 | {'dcopf': True, 'ieee_24bus_G04': True} | TRUE | 1.1752 | -5 |  | 6.1752 | {'branch_real_power_flow[L15-1213]': 1.1752052407152311}
t-1 | dcopf | 3 | branch_real_power_flow_UB_reverse[L16-1223] | L16-1223 | {'dcopf': True, 'ieee_24bus_G04': True} | TRUE | -0.60316 | -5 |  | 4.3968 | {'branch_real_power_flow[L16-1223]': -0.6031568013487228}
t-1 | dcopf | 3 | branch_real_power_flow_UB_reverse[L17-1323] | L17-1323 | {'dcopf': True, 'ieee_24bus_G04': True} | TRUE | -1.3208 | -5 |  | 3.6792 | {'branch_real_power_flow[L17-1323]': -1.3208253470560234}
t-1 | dcopf | 3 | branch_real_power_flow_UB_reverse[L18-1416] | L18-1416 | {'dcopf': True, 'ieee_24bus_G04': True} | TRUE | -2.3587 | -5 |  | 2.6413 | {'branch_real_power_flow[L18-1416]': -2.3586755340493677}
t-1 | dcopf | 3 | branch_real_power_flow_UB_reverse[L19-1516] | L19-1516 | {'dcopf': True, 'ieee_24bus_G04': True} | TRUE | 2.2475 | -5 |  | 7.2475 | {'branch_real_power_flow[L19-1516]': 2.247546893423877}
t-1 | dcopf | 3 | branch_real_power_flow_UB_reverse[L20-1521] | L20-1521 | {'dcopf': True, 'ieee_24bus_G04': True} | TRUE | -2.1449 | -5 |  | 2.8551 | {'branch_real_power_flow[L20-1521]': -2.1449446054848806}
t-1 | dcopf | 3 | branch_real_power_flow_UB_reverse[L21-1521] | L21-1521 | {'dcopf': True, 'ieee_24bus_G04': True} | TRUE | -2.1449 | -5 |  | 2.8551 | {'branch_real_power_flow[L21-1521]': -2.1449446054848806}
t-1 | dcopf | 3 | branch_real_power_flow_UB_reverse[L22-1524] | L22-1524 | {'dcopf': True, 'ieee_24bus_G04': True} | TRUE | 0.14002 | -5 |  | 5.14 | {'branch_real_power_flow[L22-1524]': 0.1400213354030115}
t-1 | dcopf | 3 | branch_real_power_flow_UB_reverse[L23-1617] | L23-1617 | {'dcopf': True, 'ieee_24bus_G04': True} | TRUE | -2.5101 | -5 |  | 2.4899 | {'branch_real_power_flow[L23-1617]': -2.5101107890302368}
t-1 | dcopf | 3 | branch_real_power_flow_UB_reverse[L24-1619] | L24-1619 | {'dcopf': True, 'ieee_24bus_G04': True} | TRUE | 2.699 | -5 |  | 7.699 | {'branch_real_power_flow[L24-1619]': 2.6989821484047463}
t-1 | dcopf | 3 | branch_real_power_flow_UB_reverse[L25-1718] | L25-1718 | {'dcopf': True, 'ieee_24bus_G04': True} | TRUE | -1.1833 | -5 |  | 3.8167 | {'branch_real_power_flow[L25-1718]': -1.183302080955455}
t-1 | dcopf | 3 | branch_real_power_flow_UB_reverse[L26-1722] | L26-1722 | {'dcopf': True, 'ieee_24bus_G04': True} | TRUE | -1.3268 | -5 |  | 3.6732 | {'branch_real_power_flow[L26-1722]': -1.3268087080747817}
t-1 | dcopf | 3 | branch_real_power_flow_UB_reverse[L27-1821] | L27-1821 | {'dcopf': True, 'ieee_24bus_G04': True} | TRUE | -0.69165 | -5 |  | 4.3083 | {'branch_real_power_flow[L27-1821]': -0.6916510404777276}
t-1 | dcopf | 3 | branch_real_power_flow_UB_reverse[L28-1821] | L28-1821 | {'dcopf': True, 'ieee_24bus_G04': True} | TRUE | -0.69165 | -5 |  | 4.3083 | {'branch_real_power_flow[L28-1821]': -0.6916510404777276}
t-1 | dcopf | 3 | branch_real_power_flow_UB_reverse[L29-1920] | L29-1920 | {'dcopf': True, 'ieee_24bus_G04': True} | TRUE | 0.22449 | -5 |  | 5.2245 | {'branch_real_power_flow[L29-1920]': 0.22449107420237313}
t-1 | dcopf | 3 | branch_real_power_flow_UB_reverse[L30-1920] | L30-1920 | {'dcopf': True, 'ieee_24bus_G04': True} | TRUE | 0.22449 | -5 |  | 5.2245 | {'branch_real_power_flow[L30-1920]': 0.22449107420237313}
t-1 | dcopf | 3 | branch_real_power_flow_UB_reverse[L31-2023] | L31-2023 | {'dcopf': True, 'ieee_24bus_G04': True} | TRUE | -0.58801 | -5 |  | 4.412 | {'branch_real_power_flow[L31-2023]': -0.5880089257976269}
t-1 | dcopf | 3 | branch_real_power_flow_UB_reverse[L32-2023] | L32-2023 | {'dcopf': True, 'ieee_24bus_G04': True} | TRUE | -0.58801 | -5 |  | 4.412 | {'branch_real_power_flow[L32-2023]': -0.5880089257976269}
t-1 | dcopf | 3 | branch_real_power_flow_UB_reverse[L33-2122] | L33-2122 | {'dcopf': True, 'ieee_24bus_G04': True} | TRUE | -1.6732 | -5 |  | 3.3268 | {'branch_real_power_flow[L33-2122]': -1.6731912919252183}
t-1 | dcopf | 3 | transformer_2W_real_power_flow_UB[T1-324] | T1-324 | {'dcopf': True, 'ieee_24bus_G04': True} | TRUE | -0.14002 |  | 0.5 | 0.64002 | {'transformer_2W_real_power_flow[T1-324]': -0.1400213354030115}
t-1 | dcopf | 3 | transformer_2W_real_power_flow_UB[T2-911] | T2-911 | {'dcopf': True, 'ieee_24bus_G04': True} | TRUE | 0.44529 |  | 0.5 | 0.054706 | {'transformer_2W_real_power_flow[T2-911]': 0.4452938781793779}
t-1 | dcopf | 3 | transformer_2W_real_power_flow_UB[T3-912] | T3-912 | {'dcopf': True, 'ieee_24bus_G04': True} | TRUE | 0.25867 |  | 0.5 | 0.24133 | {'transformer_2W_real_power_flow[T3-912]': 0.2586711587729428}
t-1 | dcopf | 3 | transformer_2W_real_power_flow_UB[T4-1011] | T4-1011 | {'dcopf': True, 'ieee_24bus_G04': True} | TRUE | 0.5 |  | 0.5 | 0 | {'transformer_2W_real_power_flow[T4-1011]': 0.5}
t-1 | dcopf | 3 | transformer_2W_real_power_flow_UB[T5-1012] | T5-1012 | {'dcopf': True, 'ieee_24bus_G04': True} | TRUE | 0.31338 |  | 0.5 | 0.18662 | {'transformer_2W_real_power_flow[T5-1012]': 0.31337728059356557}
t-1 | dcopf | 3 | transformer_2W_real_power_flow_UB_reverse[T1-324] | T1-324 | {'dcopf': True, 'ieee_24bus_G04': True} | TRUE | -0.14002 | -0.5 |  | 0.35998 | {'transformer_2W_real_power_flow[T1-324]': -0.1400213354030115}
t-1 | dcopf | 3 | transformer_2W_real_power_flow_UB_reverse[T2-911] | T2-911 | {'dcopf': True, 'ieee_24bus_G04': True} | TRUE | 0.44529 | -0.5 |  | 0.94529 | {'transformer_2W_real_power_flow[T2-911]': 0.4452938781793779}
t-1 | dcopf | 3 | transformer_2W_real_power_flow_UB_reverse[T3-912] | T3-912 | {'dcopf': True, 'ieee_24bus_G04': True} | TRUE | 0.25867 | -0.5 |  | 0.75867 | {'transformer_2W_real_power_flow[T3-912]': 0.2586711587729428}
t-1 | dcopf | 3 | transformer_2W_real_power_flow_UB_reverse[T4-1011] | T4-1011 | {'dcopf': True, 'ieee_24bus_G04': True} | TRUE | 0.5 | -0.5 |  | 1 | {'transformer_2W_real_power_flow[T4-1011]': 0.5}
t-1 | dcopf | 3 | transformer_2W_real_power_flow_UB_reverse[T5-1012] | T5-1012 | {'dcopf': True, 'ieee_24bus_G04': True} | TRUE | 0.31338 | -0.5 |  | 0.81338 | {'transformer_2W_real_power_flow[T5-1012]': 0.31337728059356557}
t-1 | dcopf | 3 | dcopf_generation_redispatch[G1] | G1 | {'dcopf': True, 'ieee_24bus_G04': True} | TRUE | 0 | 0 | 0 | 0 | {'generator_real_power_out[G1]': 0.0, 'generator_real_power_offer[G1]': 0.0, 'generator_real_power_bid[G1]': 0.0}
t-1 | dcopf | 3 | dcopf_generation_redispatch[G2] | G2 | {'dcopf': True, 'ieee_24bus_G04': True} | TRUE | 0 | 0 | 0 | 0 | {'generator_real_power_out[G2]': 0.0, 'generator_real_power_offer[G2]': 0.0, 'generator_real_power_bid[G2]': 0.0}
t-1 | dcopf | 3 | dcopf_generation_redispatch[G3] | G3 | {'dcopf': True, 'ieee_24bus_G04': True} | TRUE | 0 | 0 | 0 | 0 | {'generator_real_power_out[G3]': 0.0, 'generator_real_power_offer[G3]': 0.0, 'generator_real_power_bid[G3]': 0.0}
t-1 | dcopf | 3 | dcopf_generation_redispatch[G4] | G4 | {'dcopf': True, 'ieee_24bus_G04': True} | TRUE | 0 | 0 | 0 | 0 | {'generator_real_power_out[G4]': 0.0, 'generator_real_power_offer[G4]': 0.0, 'generator_real_power_bid[G4]': 0.0}
t-1 | dcopf | 3 | dcopf_generation_redispatch[G5] | G5 | {'dcopf': True, 'ieee_24bus_G04': True} | TRUE | 0 | 0 | 0 | 0 | {'generator_real_power_out[G5]': 0.5476790178571265, 'generator_real_power_offer[G5]': 0.5476790178571265, 'generator_real_power_bid[G5]': 0.0}
t-1 | dcopf | 3 | dcopf_generation_redispatch[G6] | G6 | {'dcopf': True, 'ieee_24bus_G04': True} | TRUE | 0 | 0 | 0 | 0 | {'generator_real_power_out[G6]': 1.55, 'generator_real_power_offer[G6]': 1.55, 'generator_real_power_bid[G6]': 0.0}
t-1 | dcopf | 3 | dcopf_generation_redispatch[G7] | G7 | {'dcopf': True, 'ieee_24bus_G04': True} | TRUE | 0 | 0 | 0 | 0 | {'generator_real_power_out[G7]': 1.55, 'generator_real_power_offer[G7]': 1.55, 'generator_real_power_bid[G7]': 0.0}
t-1 | dcopf | 3 | dcopf_generation_redispatch[G8] | G8 | {'dcopf': True, 'ieee_24bus_G04': True} | TRUE | 0 | 0 | 0 | 0 | {'generator_real_power_out[G8]': 4.0, 'generator_real_power_offer[G8]': 1.0, 'generator_real_power_bid[G8]': 0.0}
t-1 | dcopf | 3 | dcopf_generation_redispatch[G9] | G9 | {'dcopf': True, 'ieee_24bus_G04': True} | TRUE | 0 | 0 | 0 | 0 | {'generator_real_power_out[G9]': 4.0, 'generator_real_power_offer[G9]': 0.0, 'generator_real_power_bid[G9]': 0.0}
t-1 | dcopf | 3 | dcopf_generation_redispatch[G10] | G10 | {'dcopf': True, 'ieee_24bus_G04': True} | TRUE | 0 | 0 | 0 | 0 | {'generator_real_power_out[G10]': 3.0, 'generator_real_power_offer[G10]': 3.0, 'generator_real_power_bid[G10]': 0.0}
t-1 | dcopf | 3 | dcopf_generation_redispatch[G11] | G11 | {'dcopf': True, 'ieee_24bus_G04': True} | TRUE | 0 | 0 | 0 | 0 | {'generator_real_power_out[G11]': 3.1, 'generator_real_power_offer[G11]': 3.1, 'generator_real_power_bid[G11]': 0.0}
t-1 | dcopf | 3 | dcopf_generation_redispatch[G12] | G12 | {'dcopf': True, 'ieee_24bus_G04': True} | TRUE | 0 | 0 | 0 | 0 | {'generator_real_power_out[G12]': 0.0, 'generator_real_power_offer[G12]': 0.0, 'generator_real_power_bid[G12]': 0.0}
t-1 | dcopf | 3 | dcopf_generation_redispatch['W@1.1'] | W@1.1 | {'dcopf': True, 'ieee_24bus_G04': True} | TRUE | 0 | 0 | 0 | 0 | {"generator_real_power_out['W@1.1']": 1.2174403273809564, "generator_real_power_offer['W@1.1']": 0.0, "generator_real_power_bid['W@1.1']": 1.7825596726190436}
t-1 | dcopf | 3 | dcopf_generation_redispatch['W@1.2'] | W@1.2 | {'dcopf': True, 'ieee_24bus_G04': True} | TRUE | 0 | 0 | 0 | 0 | {"generator_real_power_out['W@1.2']": 1.2174403273809586, "generator_real_power_offer['W@1.2']": 0.0, "generator_real_power_bid['W@1.2']": 1.7825596726190414}
t-1 | dcopf | 3 | dcopf_generation_redispatch[W@2] | W@2 | {'dcopf': True, 'ieee_24bus_G04': True} | TRUE | 0 | 0 | 0 | 0 | {'generator_real_power_out[W@2]': 1.2000000000000002, 'generator_real_power_offer[W@2]': 0.0, 'generator_real_power_bid[W@2]': 1.7999999999999998}
t-1 | dcopf | 3 | dcopf_generation_redispatch[W@3] | W@3 | {'dcopf': True, 'ieee_24bus_G04': True} | TRUE | 0 | 0 | 0 | 0 | {'generator_real_power_out[W@3]': 1.2174403273809584, 'generator_real_power_offer[W@3]': 0.0, 'generator_real_power_bid[W@3]': 1.7825596726190416}
t-1 | dcopf | 3 | dcopf_generation_redispatch[W@5] | W@5 | {'dcopf': True, 'ieee_24bus_G04': True} | TRUE | 0 | 0 | 0 | 0 | {'generator_real_power_out[W@5]': 1.2000000000000002, 'generator_real_power_offer[W@5]': 0.0, 'generator_real_power_bid[W@5]': 1.7999999999999998}
t-1 | dcopf | 3 | dcopf_generation_redispatch[W@7] | W@7 | {'dcopf': True, 'ieee_24bus_G04': True} | TRUE | 0 | 0 | 0 | 0 | {'generator_real_power_out[W@7]': 1.2000000000000002, 'generator_real_power_offer[W@7]': 0.0, 'generator_real_power_bid[W@7]': 1.7999999999999998}
t-1 | dcopf | 3 | generator_prorata_bid_decompose[G1] | G1 | {'dcopf': True, 'ieee_24bus_G04': True} | TRUE | 0 | 0 | 0 | 0 | {'generator_real_power_bid[G1]': 0.0, 'generator_real_power_bid_nonfirm[G1]': 0.0, 'generator_real_power_bid_firm[G1]': 0.0}
t-1 | dcopf | 3 | generator_prorata_bid_decompose[G2] | G2 | {'dcopf': True, 'ieee_24bus_G04': True} | TRUE | 0 | 0 | 0 | 0 | {'generator_real_power_bid[G2]': 0.0, 'generator_real_power_bid_nonfirm[G2]': 0.0, 'generator_real_power_bid_firm[G2]': 0.0}
t-1 | dcopf | 3 | generator_prorata_bid_decompose[G3] | G3 | {'dcopf': True, 'ieee_24bus_G04': True} | TRUE | 0 | 0 | 0 | 0 | {'generator_real_power_bid[G3]': 0.0, 'generator_real_power_bid_nonfirm[G3]': 0.0, 'generator_real_power_bid_firm[G3]': 0.0}
t-1 | dcopf | 3 | generator_prorata_bid_decompose[G4] | G4 | {'dcopf': True, 'ieee_24bus_G04': True} | TRUE | 0 | 0 | 0 | 0 | {'generator_real_power_bid[G4]': 0.0, 'generator_real_power_bid_nonfirm[G4]': 0.0, 'generator_real_power_bid_firm[G4]': 0.0}
t-1 | dcopf | 3 | generator_prorata_bid_decompose[G5] | G5 | {'dcopf': True, 'ieee_24bus_G04': True} | TRUE | 0 | 0 | 0 | 0 | {'generator_real_power_bid[G5]': 0.0, 'generator_real_power_bid_nonfirm[G5]': 0.0, 'generator_real_power_bid_firm[G5]': 0.0}
t-1 | dcopf | 3 | generator_prorata_bid_decompose[G6] | G6 | {'dcopf': True, 'ieee_24bus_G04': True} | TRUE | 0 | 0 | 0 | 0 | {'generator_real_power_bid[G6]': 0.0, 'generator_real_power_bid_nonfirm[G6]': 0.0, 'generator_real_power_bid_firm[G6]': 0.0}
t-1 | dcopf | 3 | generator_prorata_bid_decompose[G7] | G7 | {'dcopf': True, 'ieee_24bus_G04': True} | TRUE | 0 | 0 | 0 | 0 | {'generator_real_power_bid[G7]': 0.0, 'generator_real_power_bid_nonfirm[G7]': 0.0, 'generator_real_power_bid_firm[G7]': 0.0}
t-1 | dcopf | 3 | generator_prorata_bid_decompose[G8] | G8 | {'dcopf': True, 'ieee_24bus_G04': True} | TRUE | 0 | 0 | 0 | 0 | {'generator_real_power_bid[G8]': 0.0, 'generator_real_power_bid_nonfirm[G8]': 0.0, 'generator_real_power_bid_firm[G8]': 0.0}
t-1 | dcopf | 3 | generator_prorata_bid_decompose[G9] | G9 | {'dcopf': True, 'ieee_24bus_G04': True} | TRUE | 0 | 0 | 0 | 0 | {'generator_real_power_bid[G9]': 0.0, 'generator_real_power_bid_nonfirm[G9]': 0.0, 'generator_real_power_bid_firm[G9]': 0.0}
t-1 | dcopf | 3 | generator_prorata_bid_decompose[G10] | G10 | {'dcopf': True, 'ieee_24bus_G04': True} | TRUE | 0 | 0 | 0 | 0 | {'generator_real_power_bid[G10]': 0.0, 'generator_real_power_bid_nonfirm[G10]': 0.0, 'generator_real_power_bid_firm[G10]': 0.0}
t-1 | dcopf | 3 | generator_prorata_bid_decompose[G11] | G11 | {'dcopf': True, 'ieee_24bus_G04': True} | TRUE | 0 | 0 | 0 | 0 | {'generator_real_power_bid[G11]': 0.0, 'generator_real_power_bid_nonfirm[G11]': 0.0, 'generator_real_power_bid_firm[G11]': 0.0}
t-1 | dcopf | 3 | generator_prorata_bid_decompose[G12] | G12 | {'dcopf': True, 'ieee_24bus_G04': True} | TRUE | 0 | 0 | 0 | 0 | {'generator_real_power_bid[G12]': 0.0, 'generator_real_power_bid_nonfirm[G12]': 0.0, 'generator_real_power_bid_firm[G12]': 0.0}
t-1 | dcopf | 3 | generator_prorata_bid_decompose['W@1.1'] | W@1.1 | {'dcopf': True, 'ieee_24bus_G04': True} | TRUE | 0 | 0 | 0 | 0 | {"generator_real_power_bid['W@1.1']": 1.7825596726190436, "generator_real_power_bid_nonfirm['W@1.1']": 1.7825596726190436, "generator_real_power_bid_firm['W@1.1']": 0.0}
t-1 | dcopf | 3 | generator_prorata_bid_decompose['W@1.2'] | W@1.2 | {'dcopf': True, 'ieee_24bus_G04': True} | TRUE | 0 | 0 | 0 | 0 | {"generator_real_power_bid['W@1.2']": 1.7825596726190414, "generator_real_power_bid_nonfirm['W@1.2']": 1.7825596726190414, "generator_real_power_bid_firm['W@1.2']": 0.0}
t-1 | dcopf | 3 | generator_prorata_bid_decompose[W@2] | W@2 | {'dcopf': True, 'ieee_24bus_G04': True} | TRUE | -2.2204e-16 | 0 | 0 | -2.2204e-16 | {'generator_real_power_bid[W@2]': 1.7999999999999998, 'generator_real_power_bid_nonfirm[W@2]': 1.8, 'generator_real_power_bid_firm[W@2]': 0.0}
t-1 | dcopf | 3 | generator_prorata_bid_decompose[W@3] | W@3 | {'dcopf': True, 'ieee_24bus_G04': True} | TRUE | 0 | 0 | 0 | 0 | {'generator_real_power_bid[W@3]': 1.7825596726190416, 'generator_real_power_bid_nonfirm[W@3]': 1.7825596726190416, 'generator_real_power_bid_firm[W@3]': 0.0}
t-1 | dcopf | 3 | generator_prorata_bid_decompose[W@5] | W@5 | {'dcopf': True, 'ieee_24bus_G04': True} | TRUE | -2.2204e-16 | 0 | 0 | -2.2204e-16 | {'generator_real_power_bid[W@5]': 1.7999999999999998, 'generator_real_power_bid_nonfirm[W@5]': 1.8, 'generator_real_power_bid_firm[W@5]': 0.0}
t-1 | dcopf | 3 | generator_prorata_bid_decompose[W@7] | W@7 | {'dcopf': True, 'ieee_24bus_G04': True} | TRUE | -2.2204e-16 | 0 | 0 | -2.2204e-16 | {'generator_real_power_bid[W@7]': 1.7999999999999998, 'generator_real_power_bid_nonfirm[W@7]': 1.8, 'generator_real_power_bid_firm[W@7]': 0.0}
t-1 | dcopf | 3 | generator_prorata_offer_bigM['W@1.1'] | W@1.1 | {'dcopf': True, 'ieee_24bus_G04': True} | TRUE | 0 |  | 0 | 0 | {"generator_real_power_offer['W@1.1']": 0.0, "generator_offer_indicator['W@1.1']": 0.0}
t-1 | dcopf | 3 | generator_prorata_offer_bigM['W@1.2'] | W@1.2 | {'dcopf': True, 'ieee_24bus_G04': True} | TRUE | 0 |  | 0 | 0 | {"generator_real_power_offer['W@1.2']": 0.0, "generator_offer_indicator['W@1.2']": 0.0}
t-1 | dcopf | 3 | generator_prorata_offer_bigM[W@2] | W@2 | {'dcopf': True, 'ieee_24bus_G04': True} | TRUE | 0 |  | 0 | 0 | {'generator_real_power_offer[W@2]': 0.0, 'generator_offer_indicator[W@2]': 0.0}
t-1 | dcopf | 3 | generator_prorata_offer_bigM[W@3] | W@3 | {'dcopf': True, 'ieee_24bus_G04': True} | TRUE | 0 |  | 0 | 0 | {'generator_real_power_offer[W@3]': 0.0, 'generator_offer_indicator[W@3]': 0.0}
t-1 | dcopf | 3 | generator_prorata_offer_bigM[W@5] | W@5 | {'dcopf': True, 'ieee_24bus_G04': True} | TRUE | 0 |  | 0 | 0 | {'generator_real_power_offer[W@5]': 0.0, 'generator_offer_indicator[W@5]': 0.0}
t-1 | dcopf | 3 | generator_prorata_offer_bigM[W@7] | W@7 | {'dcopf': True, 'ieee_24bus_G04': True} | TRUE | 0 |  | 0 | 0 | {'generator_real_power_offer[W@7]': 0.0, 'generator_offer_indicator[W@7]': 0.0}
t-1 | dcopf | 3 | generator_prorata_bid_bigM['W@1.1'] | W@1.1 | {'dcopf': True, 'ieee_24bus_G04': True} | TRUE | -1.2174 |  | 0 | 1.2174 | {"generator_real_power_bid_firm['W@1.1']": 0.0, "generator_real_power_bid_nonfirm['W@1.1']": 1.7825596726190436, "generator_offer_indicator['W@1.1']": 0.0}
t-1 | dcopf | 3 | generator_prorata_bid_bigM['W@1.2'] | W@1.2 | {'dcopf': True, 'ieee_24bus_G04': True} | TRUE | -1.2174 |  | 0 | 1.2174 | {"generator_real_power_bid_firm['W@1.2']": 0.0, "generator_real_power_bid_nonfirm['W@1.2']": 1.7825596726190414, "generator_offer_indicator['W@1.2']": 0.0}
t-1 | dcopf | 3 | generator_prorata_bid_bigM[W@2] | W@2 | {'dcopf': True, 'ieee_24bus_G04': True} | TRUE | -1.2 |  | 0 | 1.2 | {'generator_real_power_bid_firm[W@2]': 0.0, 'generator_real_power_bid_nonfirm[W@2]': 1.8, 'generator_offer_indicator[W@2]': 0.0}
t-1 | dcopf | 3 | generator_prorata_bid_bigM[W@3] | W@3 | {'dcopf': True, 'ieee_24bus_G04': True} | TRUE | -1.2174 |  | 0 | 1.2174 | {'generator_real_power_bid_firm[W@3]': 0.0, 'generator_real_power_bid_nonfirm[W@3]': 1.7825596726190416, 'generator_offer_indicator[W@3]': 0.0}
t-1 | dcopf | 3 | generator_prorata_bid_bigM[W@5] | W@5 | {'dcopf': True, 'ieee_24bus_G04': True} | TRUE | -1.2 |  | 0 | 1.2 | {'generator_real_power_bid_firm[W@5]': 0.0, 'generator_real_power_bid_nonfirm[W@5]': 1.8, 'generator_offer_indicator[W@5]': 0.0}
t-1 | dcopf | 3 | generator_prorata_bid_bigM[W@7] | W@7 | {'dcopf': True, 'ieee_24bus_G04': True} | TRUE | -1.2 |  | 0 | 1.2 | {'generator_real_power_bid_firm[W@7]': 0.0, 'generator_real_power_bid_nonfirm[W@7]': 1.8, 'generator_offer_indicator[W@7]': 0.0}
t-1 | dcopf | 3 | generator_prorata_no_offer_when_curtailed['W@1.1'] | W@1.1 | {'dcopf': True, 'ieee_24bus_G04': True} | TRUE | 0.59419 |  | 1 | 0.40581 | {"generator_offer_indicator['W@1.1']": 0.0, "generator_prorata_curtailment['W@1.1']": 0.5941865575396812}
t-1 | dcopf | 3 | generator_prorata_no_offer_when_curtailed['W@1.2'] | W@1.2 | {'dcopf': True, 'ieee_24bus_G04': True} | TRUE | 0.59419 |  | 1 | 0.40581 | {"generator_offer_indicator['W@1.2']": 0.0, "generator_prorata_curtailment['W@1.2']": 0.5941865575396804}
t-1 | dcopf | 3 | generator_prorata_no_offer_when_curtailed[W@2] | W@2 | {'dcopf': True, 'ieee_24bus_G04': True} | TRUE | 0.6 |  | 1 | 0.4 | {'generator_offer_indicator[W@2]': 0.0, 'generator_prorata_curtailment[W@2]': 0.6}
t-1 | dcopf | 3 | generator_prorata_no_offer_when_curtailed[W@3] | W@3 | {'dcopf': True, 'ieee_24bus_G04': True} | TRUE | 0.59419 |  | 1 | 0.40581 | {'generator_offer_indicator[W@3]': 0.0, 'generator_prorata_curtailment[W@3]': 0.5941865575396805}
t-1 | dcopf | 3 | generator_prorata_no_offer_when_curtailed[W@5] | W@5 | {'dcopf': True, 'ieee_24bus_G04': True} | TRUE | 0.6 |  | 1 | 0.4 | {'generator_offer_indicator[W@5]': 0.0, 'generator_prorata_curtailment[W@5]': 0.6}
t-1 | dcopf | 3 | generator_prorata_no_offer_when_curtailed[W@7] | W@7 | {'dcopf': True, 'ieee_24bus_G04': True} | TRUE | 0.6 |  | 1 | 0.4 | {'generator_offer_indicator[W@7]': 0.0, 'generator_prorata_curtailment[W@7]': 0.6}
t-1 | dcopf | 3 | generation_prorata_curtailment_LB['W@1.1'] | W@1.1 | {'dcopf': True, 'ieee_24bus_G04': True} | TRUE | 0 |  | 0 | 0 | {"generator_prorata_curtailment['W@1.1']": 0.5941865575396812, "generator_real_power_bid_nonfirm['W@1.1']": 1.7825596726190436, "generator_real_power_bid_firm['W@1.1']": 0.0}
t-1 | dcopf | 3 | generation_prorata_curtailment_LB['W@1.2'] | W@1.2 | {'dcopf': True, 'ieee_24bus_G04': True} | TRUE | 0 |  | 0 | 0 | {"generator_prorata_curtailment['W@1.2']": 0.5941865575396804, "generator_real_power_bid_nonfirm['W@1.2']": 1.7825596726190414, "generator_real_power_bid_firm['W@1.2']": 0.0}
t-1 | dcopf | 3 | generation_prorata_curtailment_LB[W@2] | W@2 | {'dcopf': True, 'ieee_24bus_G04': True} | TRUE | -2.2204e-16 |  | 0 | 2.2204e-16 | {'generator_prorata_curtailment[W@2]': 0.6, 'generator_real_power_bid_nonfirm[W@2]': 1.8, 'generator_real_power_bid_firm[W@2]': 0.0}
t-1 | dcopf | 3 | generation_prorata_curtailment_LB[W@3] | W@3 | {'dcopf': True, 'ieee_24bus_G04': True} | TRUE | 0 |  | 0 | 0 | {'generator_prorata_curtailment[W@3]': 0.5941865575396805, 'generator_real_power_bid_nonfirm[W@3]': 1.7825596726190416, 'generator_real_power_bid_firm[W@3]': 0.0}
t-1 | dcopf | 3 | generation_prorata_curtailment_LB[W@5] | W@5 | {'dcopf': True, 'ieee_24bus_G04': True} | TRUE | -2.2204e-16 |  | 0 | 2.2204e-16 | {'generator_prorata_curtailment[W@5]': 0.6, 'generator_real_power_bid_nonfirm[W@5]': 1.8, 'generator_real_power_bid_firm[W@5]': 0.0}
t-1 | dcopf | 3 | generation_prorata_curtailment_LB[W@7] | W@7 | {'dcopf': True, 'ieee_24bus_G04': True} | TRUE | -2.2204e-16 |  | 0 | 2.2204e-16 | {'generator_prorata_curtailment[W@7]': 0.6, 'generator_real_power_bid_nonfirm[W@7]': 1.8, 'generator_real_power_bid_firm[W@7]': 0.0}
t-1 | dcopf | 3 | generation_prorata_curtailment_UB['W@1.1'] | W@1.1 | {'dcopf': True, 'ieee_24bus_G04': True} | TRUE | 0 |  | 0 | 0 | {"generator_real_power_bid_nonfirm['W@1.1']": 1.7825596726190436, "generator_real_power_bid_firm['W@1.1']": 0.0, "generator_prorata_curtailment['W@1.1']": 0.5941865575396812, "generator_commitment['W@1.1']": 1.0}
t-1 | dcopf | 3 | generation_prorata_curtailment_UB['W@1.2'] | W@1.2 | {'dcopf': True, 'ieee_24bus_G04': True} | TRUE | 0 |  | 0 | 0 | {"generator_real_power_bid_nonfirm['W@1.2']": 1.7825596726190414, "generator_real_power_bid_firm['W@1.2']": 0.0, "generator_prorata_curtailment['W@1.2']": 0.5941865575396804, "generator_commitment['W@1.2']": 1.0}
t-1 | dcopf | 3 | generation_prorata_curtailment_UB[W@2] | W@2 | {'dcopf': True, 'ieee_24bus_G04': True} | TRUE | 2.2204e-16 |  | 0 | -2.2204e-16 | {'generator_real_power_bid_nonfirm[W@2]': 1.8, 'generator_real_power_bid_firm[W@2]': 0.0, 'generator_prorata_curtailment[W@2]': 0.6, 'generator_commitment[W@2]': 1.0}
t-1 | dcopf | 3 | generation_prorata_curtailment_UB[W@3] | W@3 | {'dcopf': True, 'ieee_24bus_G04': True} | TRUE | 0 |  | 0 | 0 | {'generator_real_power_bid_nonfirm[W@3]': 1.7825596726190416, 'generator_real_power_bid_firm[W@3]': 0.0, 'generator_prorata_curtailment[W@3]': 0.5941865575396805, 'generator_commitment[W@3]': 1.0}
t-1 | dcopf | 3 | generation_prorata_curtailment_UB[W@5] | W@5 | {'dcopf': True, 'ieee_24bus_G04': True} | TRUE | 2.2204e-16 |  | 0 | -2.2204e-16 | {'generator_real_power_bid_nonfirm[W@5]': 1.8, 'generator_real_power_bid_firm[W@5]': 0.0, 'generator_prorata_curtailment[W@5]': 0.6, 'generator_commitment[W@5]': 1.0}
t-1 | dcopf | 3 | generation_prorata_curtailment_UB[W@7] | W@7 | {'dcopf': True, 'ieee_24bus_G04': True} | TRUE | 2.2204e-16 |  | 0 | -2.2204e-16 | {'generator_real_power_bid_nonfirm[W@7]': 1.8, 'generator_real_power_bid_firm[W@7]': 0.0, 'generator_prorata_curtailment[W@7]': 0.6, 'generator_commitment[W@7]': 1.0}
t-1 | dcopf | 3 | generation_prorata_curtailment_piecewise_logic_firm[G1] | G1 | {'dcopf': True, 'ieee_24bus_G04': True} | TRUE | 0 |  | 1.52 | 1.52 | {'generator_real_power_bid_firm[G1]': 0.0}
t-1 | dcopf | 3 | generation_prorata_curtailment_piecewise_logic_firm[G2] | G2 | {'dcopf': True, 'ieee_24bus_G04': True} | TRUE | 0 |  | 1.52 | 1.52 | {'generator_real_power_bid_firm[G2]': 0.0}
t-1 | dcopf | 3 | generation_prorata_curtailment_piecewise_logic_firm[G3] | G3 | {'dcopf': True, 'ieee_24bus_G04': True} | TRUE | 0 |  | 3.5 | 3.5 | {'generator_real_power_bid_firm[G3]': 0.0}
t-1 | dcopf | 3 | generation_prorata_curtailment_piecewise_logic_firm[G4] | G4 | {'dcopf': True, 'ieee_24bus_G04': True} | TRUE | 0 |  | 5.91 | 5.91 | {'generator_real_power_bid_firm[G4]': 0.0}
t-1 | dcopf | 3 | generation_prorata_curtailment_piecewise_logic_firm[G5] | G5 | {'dcopf': True, 'ieee_24bus_G04': True} | TRUE | 0 |  | 0.6 | 0.6 | {'generator_real_power_bid_firm[G5]': 0.0}
t-1 | dcopf | 3 | generation_prorata_curtailment_piecewise_logic_firm[G6] | G6 | {'dcopf': True, 'ieee_24bus_G04': True} | TRUE | 0 |  | 1.55 | 1.55 | {'generator_real_power_bid_firm[G6]': 0.0}
t-1 | dcopf | 3 | generation_prorata_curtailment_piecewise_logic_firm[G7] | G7 | {'dcopf': True, 'ieee_24bus_G04': True} | TRUE | 0 |  | 1.55 | 1.55 | {'generator_real_power_bid_firm[G7]': 0.0}
t-1 | dcopf | 3 | generation_prorata_curtailment_piecewise_logic_firm[G8] | G8 | {'dcopf': True, 'ieee_24bus_G04': True} | TRUE | 0 |  | 4 | 4 | {'generator_real_power_bid_firm[G8]': 0.0}
t-1 | dcopf | 3 | generation_prorata_curtailment_piecewise_logic_firm[G9] | G9 | {'dcopf': True, 'ieee_24bus_G04': True} | TRUE | 0 |  | 4 | 4 | {'generator_real_power_bid_firm[G9]': 0.0}
t-1 | dcopf | 3 | generation_prorata_curtailment_piecewise_logic_firm[G10] | G10 | {'dcopf': True, 'ieee_24bus_G04': True} | TRUE | 0 |  | 3 | 3 | {'generator_real_power_bid_firm[G10]': 0.0}
t-1 | dcopf | 3 | generation_prorata_curtailment_piecewise_logic_firm[G11] | G11 | {'dcopf': True, 'ieee_24bus_G04': True} | TRUE | 0 |  | 3.1 | 3.1 | {'generator_real_power_bid_firm[G11]': 0.0}
t-1 | dcopf | 3 | generation_prorata_curtailment_piecewise_logic_firm[G12] | G12 | {'dcopf': True, 'ieee_24bus_G04': True} | TRUE | 0 |  | 3.5 | 3.5 | {'generator_real_power_bid_firm[G12]': 0.0}
t-1 | dcopf | 3 | generation_prorata_curtailment_piecewise_logic_firm['W@1.1'] | W@1.1 | {'dcopf': True, 'ieee_24bus_G04': True} | TRUE | 0 |  | 1.2 | 1.2 | {"generator_real_power_bid_firm['W@1.1']": 0.0}
t-1 | dcopf | 3 | generation_prorata_curtailment_piecewise_logic_firm['W@1.2'] | W@1.2 | {'dcopf': True, 'ieee_24bus_G04': True} | TRUE | 0 |  | 1.2 | 1.2 | {"generator_real_power_bid_firm['W@1.2']": 0.0}
t-1 | dcopf | 3 | generation_prorata_curtailment_piecewise_logic_firm[W@2] | W@2 | {'dcopf': True, 'ieee_24bus_G04': True} | TRUE | 0 |  | 1.2 | 1.2 | {'generator_real_power_bid_firm[W@2]': 0.0}
t-1 | dcopf | 3 | generation_prorata_curtailment_piecewise_logic_firm[W@3] | W@3 | {'dcopf': True, 'ieee_24bus_G04': True} | TRUE | 0 |  | 1.2 | 1.2 | {'generator_real_power_bid_firm[W@3]': 0.0}
t-1 | dcopf | 3 | generation_prorata_curtailment_piecewise_logic_firm[W@5] | W@5 | {'dcopf': True, 'ieee_24bus_G04': True} | TRUE | 0 |  | 1.2 | 1.2 | {'generator_real_power_bid_firm[W@5]': 0.0}
t-1 | dcopf | 3 | generation_prorata_curtailment_piecewise_logic_firm[W@7] | W@7 | {'dcopf': True, 'ieee_24bus_G04': True} | TRUE | 0 |  | 1.2 | 1.2 | {'generator_real_power_bid_firm[W@7]': 0.0}
t-1 | dcopf | 3 | generation_prorata_curtailment_piecewise_logic_firm_UB[G1] | G1 | {'dcopf': True, 'ieee_24bus_G04': True} | TRUE | 0 |  | 0 | 0 | {'generator_real_power_bid_nonfirm[G1]': 0.0, 'generator_precurtailment_beyond_firm[G1]': 0}
t-1 | dcopf | 3 | generation_prorata_curtailment_piecewise_logic_firm_UB[G2] | G2 | {'dcopf': True, 'ieee_24bus_G04': True} | TRUE | 0 |  | 0 | 0 | {'generator_real_power_bid_nonfirm[G2]': 0.0, 'generator_precurtailment_beyond_firm[G2]': 0}
t-1 | dcopf | 3 | generation_prorata_curtailment_piecewise_logic_firm_UB[G3] | G3 | {'dcopf': True, 'ieee_24bus_G04': True} | TRUE | 0 |  | 0 | 0 | {'generator_real_power_bid_nonfirm[G3]': 0.0, 'generator_precurtailment_beyond_firm[G3]': 0}
t-1 | dcopf | 3 | generation_prorata_curtailment_piecewise_logic_firm_UB[G4] | G4 | {'dcopf': True, 'ieee_24bus_G04': True} | TRUE | 0 |  | 0 | 0 | {'generator_real_power_bid_nonfirm[G4]': 0.0, 'generator_precurtailment_beyond_firm[G4]': 0}
t-1 | dcopf | 3 | generation_prorata_curtailment_piecewise_logic_firm_UB[G5] | G5 | {'dcopf': True, 'ieee_24bus_G04': True} | TRUE | 0 |  | 0 | 0 | {'generator_real_power_bid_nonfirm[G5]': 0.0, 'generator_precurtailment_beyond_firm[G5]': 0}
t-1 | dcopf | 3 | generation_prorata_curtailment_piecewise_logic_firm_UB[G6] | G6 | {'dcopf': True, 'ieee_24bus_G04': True} | TRUE | 0 |  | 0 | 0 | {'generator_real_power_bid_nonfirm[G6]': 0.0, 'generator_precurtailment_beyond_firm[G6]': 0}
t-1 | dcopf | 3 | generation_prorata_curtailment_piecewise_logic_firm_UB[G7] | G7 | {'dcopf': True, 'ieee_24bus_G04': True} | TRUE | 0 |  | 0 | 0 | {'generator_real_power_bid_nonfirm[G7]': 0.0, 'generator_precurtailment_beyond_firm[G7]': 0}
t-1 | dcopf | 3 | generation_prorata_curtailment_piecewise_logic_firm_UB[G8] | G8 | {'dcopf': True, 'ieee_24bus_G04': True} | TRUE | -3 |  | 0 | 3 | {'generator_real_power_bid_nonfirm[G8]': 0.0, 'generator_precurtailment_beyond_firm[G8]': 0}
t-1 | dcopf | 3 | generation_prorata_curtailment_piecewise_logic_firm_UB[G9] | G9 | {'dcopf': True, 'ieee_24bus_G04': True} | TRUE | 0 |  | 0 | 0 | {'generator_real_power_bid_nonfirm[G9]': 0.0, 'generator_precurtailment_beyond_firm[G9]': 1}
t-1 | dcopf | 3 | generation_prorata_curtailment_piecewise_logic_firm_UB[G10] | G10 | {'dcopf': True, 'ieee_24bus_G04': True} | TRUE | 0 |  | 0 | 0 | {'generator_real_power_bid_nonfirm[G10]': 0.0, 'generator_precurtailment_beyond_firm[G10]': 0}
t-1 | dcopf | 3 | generation_prorata_curtailment_piecewise_logic_firm_UB[G11] | G11 | {'dcopf': True, 'ieee_24bus_G04': True} | TRUE | 0 |  | 0 | 0 | {'generator_real_power_bid_nonfirm[G11]': 0.0, 'generator_precurtailment_beyond_firm[G11]': 0}
t-1 | dcopf | 3 | generation_prorata_curtailment_piecewise_logic_firm_UB[G12] | G12 | {'dcopf': True, 'ieee_24bus_G04': True} | TRUE | 0 |  | 0 | 0 | {'generator_real_power_bid_nonfirm[G12]': 0.0, 'generator_precurtailment_beyond_firm[G12]': 0}
t-1 | dcopf | 3 | generation_prorata_curtailment_piecewise_logic_firm_UB['W@1.1'] | W@1.1 | {'dcopf': True, 'ieee_24bus_G04': True} | TRUE | -0.01744 |  | 0 | 0.01744 | {"generator_real_power_bid_nonfirm['W@1.1']": 1.7825596726190436, "generator_precurtailment_beyond_firm['W@1.1']": 1}
t-1 | dcopf | 3 | generation_prorata_curtailment_piecewise_logic_firm_UB['W@1.2'] | W@1.2 | {'dcopf': True, 'ieee_24bus_G04': True} | TRUE | -0.01744 |  | 0 | 0.01744 | {"generator_real_power_bid_nonfirm['W@1.2']": 1.7825596726190414, "generator_precurtailment_beyond_firm['W@1.2']": 1}
t-1 | dcopf | 3 | generation_prorata_curtailment_piecewise_logic_firm_UB[W@2] | W@2 | {'dcopf': True, 'ieee_24bus_G04': True} | TRUE | 0 |  | 0 | 0 | {'generator_real_power_bid_nonfirm[W@2]': 1.8, 'generator_precurtailment_beyond_firm[W@2]': 1}
t-1 | dcopf | 3 | generation_prorata_curtailment_piecewise_logic_firm_UB[W@3] | W@3 | {'dcopf': True, 'ieee_24bus_G04': True} | TRUE | -0.01744 |  | 0 | 0.01744 | {'generator_real_power_bid_nonfirm[W@3]': 1.7825596726190416, 'generator_precurtailment_beyond_firm[W@3]': 1}
t-1 | dcopf | 3 | generation_prorata_curtailment_piecewise_logic_firm_UB[W@5] | W@5 | {'dcopf': True, 'ieee_24bus_G04': True} | TRUE | 0 |  | 0 | 0 | {'generator_real_power_bid_nonfirm[W@5]': 1.8, 'generator_precurtailment_beyond_firm[W@5]': 1}
t-1 | dcopf | 3 | generation_prorata_curtailment_piecewise_logic_firm_UB[W@7] | W@7 | {'dcopf': True, 'ieee_24bus_G04': True} | TRUE | 0 |  | 0 | 0 | {'generator_real_power_bid_nonfirm[W@7]': 1.8, 'generator_precurtailment_beyond_firm[W@7]': 1}
t-1 | dcopf | 3 | generation_prorata_curtailment_piecewise_logic_firm_zero[G1] | G1 | {'dcopf': True, 'ieee_24bus_G04': True} | TRUE | 0 |  | 0 | 0 | {'generator_real_power_bid_nonfirm[G1]': 0.0, 'generator_precurtailment_beyond_firm[G1]': 0}
t-1 | dcopf | 3 | generation_prorata_curtailment_piecewise_logic_firm_zero[G2] | G2 | {'dcopf': True, 'ieee_24bus_G04': True} | TRUE | 0 |  | 0 | 0 | {'generator_real_power_bid_nonfirm[G2]': 0.0, 'generator_precurtailment_beyond_firm[G2]': 0}
t-1 | dcopf | 3 | generation_prorata_curtailment_piecewise_logic_firm_zero[G3] | G3 | {'dcopf': True, 'ieee_24bus_G04': True} | TRUE | 0 |  | 0 | 0 | {'generator_real_power_bid_nonfirm[G3]': 0.0, 'generator_precurtailment_beyond_firm[G3]': 0}
t-1 | dcopf | 3 | generation_prorata_curtailment_piecewise_logic_firm_zero[G4] | G4 | {'dcopf': True, 'ieee_24bus_G04': True} | TRUE | 0 |  | 0 | 0 | {'generator_real_power_bid_nonfirm[G4]': 0.0, 'generator_precurtailment_beyond_firm[G4]': 0}
t-1 | dcopf | 3 | generation_prorata_curtailment_piecewise_logic_firm_zero[G5] | G5 | {'dcopf': True, 'ieee_24bus_G04': True} | TRUE | 0 |  | 0 | 0 | {'generator_real_power_bid_nonfirm[G5]': 0.0, 'generator_precurtailment_beyond_firm[G5]': 0}
t-1 | dcopf | 3 | generation_prorata_curtailment_piecewise_logic_firm_zero[G6] | G6 | {'dcopf': True, 'ieee_24bus_G04': True} | TRUE | 0 |  | 0 | 0 | {'generator_real_power_bid_nonfirm[G6]': 0.0, 'generator_precurtailment_beyond_firm[G6]': 0}
t-1 | dcopf | 3 | generation_prorata_curtailment_piecewise_logic_firm_zero[G7] | G7 | {'dcopf': True, 'ieee_24bus_G04': True} | TRUE | 0 |  | 0 | 0 | {'generator_real_power_bid_nonfirm[G7]': 0.0, 'generator_precurtailment_beyond_firm[G7]': 0}
t-1 | dcopf | 3 | generation_prorata_curtailment_piecewise_logic_firm_zero[G8] | G8 | {'dcopf': True, 'ieee_24bus_G04': True} | TRUE | 0 |  | 0 | 0 | {'generator_real_power_bid_nonfirm[G8]': 0.0, 'generator_precurtailment_beyond_firm[G8]': 0}
t-1 | dcopf | 3 | generation_prorata_curtailment_piecewise_logic_firm_zero[G9] | G9 | {'dcopf': True, 'ieee_24bus_G04': True} | TRUE | -4 |  | 0 | 4 | {'generator_real_power_bid_nonfirm[G9]': 0.0, 'generator_precurtailment_beyond_firm[G9]': 1}
t-1 | dcopf | 3 | generation_prorata_curtailment_piecewise_logic_firm_zero[G10] | G10 | {'dcopf': True, 'ieee_24bus_G04': True} | TRUE | 0 |  | 0 | 0 | {'generator_real_power_bid_nonfirm[G10]': 0.0, 'generator_precurtailment_beyond_firm[G10]': 0}
t-1 | dcopf | 3 | generation_prorata_curtailment_piecewise_logic_firm_zero[G11] | G11 | {'dcopf': True, 'ieee_24bus_G04': True} | TRUE | 0 |  | 0 | 0 | {'generator_real_power_bid_nonfirm[G11]': 0.0, 'generator_precurtailment_beyond_firm[G11]': 0}
t-1 | dcopf | 3 | generation_prorata_curtailment_piecewise_logic_firm_zero[G12] | G12 | {'dcopf': True, 'ieee_24bus_G04': True} | TRUE | 0 |  | 0 | 0 | {'generator_real_power_bid_nonfirm[G12]': 0.0, 'generator_precurtailment_beyond_firm[G12]': 0}
t-1 | dcopf | 3 | generation_prorata_curtailment_piecewise_logic_firm_zero['W@1.1'] | W@1.1 | {'dcopf': True, 'ieee_24bus_G04': True} | TRUE | -1.2174 |  | 0 | 1.2174 | {"generator_real_power_bid_nonfirm['W@1.1']": 1.7825596726190436, "generator_precurtailment_beyond_firm['W@1.1']": 1}
t-1 | dcopf | 3 | generation_prorata_curtailment_piecewise_logic_firm_zero['W@1.2'] | W@1.2 | {'dcopf': True, 'ieee_24bus_G04': True} | TRUE | -1.2174 |  | 0 | 1.2174 | {"generator_real_power_bid_nonfirm['W@1.2']": 1.7825596726190414, "generator_precurtailment_beyond_firm['W@1.2']": 1}
t-1 | dcopf | 3 | generation_prorata_curtailment_piecewise_logic_firm_zero[W@2] | W@2 | {'dcopf': True, 'ieee_24bus_G04': True} | TRUE | -1.2 |  | 0 | 1.2 | {'generator_real_power_bid_nonfirm[W@2]': 1.8, 'generator_precurtailment_beyond_firm[W@2]': 1}
t-1 | dcopf | 3 | generation_prorata_curtailment_piecewise_logic_firm_zero[W@3] | W@3 | {'dcopf': True, 'ieee_24bus_G04': True} | TRUE | -1.2174 |  | 0 | 1.2174 | {'generator_real_power_bid_nonfirm[W@3]': 1.7825596726190416, 'generator_precurtailment_beyond_firm[W@3]': 1}
t-1 | dcopf | 3 | generation_prorata_curtailment_piecewise_logic_firm_zero[W@5] | W@5 | {'dcopf': True, 'ieee_24bus_G04': True} | TRUE | -1.2 |  | 0 | 1.2 | {'generator_real_power_bid_nonfirm[W@5]': 1.8, 'generator_precurtailment_beyond_firm[W@5]': 1}
t-1 | dcopf | 3 | generation_prorata_curtailment_piecewise_logic_firm_zero[W@7] | W@7 | {'dcopf': True, 'ieee_24bus_G04': True} | TRUE | -1.2 |  | 0 | 1.2 | {'generator_real_power_bid_nonfirm[W@7]': 1.8, 'generator_precurtailment_beyond_firm[W@7]': 1}
t-1 | dcopf | 3 | generator_prorata_curtailment_proportion_LB['W@1.1',South] | ('W@1.1', 'South') | {'dcopf': True, 'ieee_24bus_G04': True} | TRUE | 0 |  | 0 | 0 | {'gen_prorata_group_curtailment[South]': 0.5941865575396812, "generator_prorata_curtailment['W@1.1']": 0.5941865575396812}
t-1 | dcopf | 3 | generator_prorata_curtailment_proportion_LB['W@1.1','13'] | ('W@1.1', '13') | {'dcopf': True, 'ieee_24bus_G04': True} | TRUE | -6.6613e-16 |  | 0 | 6.6613e-16 | {"gen_prorata_group_curtailment['13']": 0.5941865575396805, "generator_prorata_curtailment['W@1.1']": 0.5941865575396812}
t-1 | dcopf | 3 | generator_prorata_curtailment_proportion_LB['W@1.2',South] | ('W@1.2', 'South') | {'dcopf': True, 'ieee_24bus_G04': True} | TRUE | 7.7716e-16 |  | 0 | -7.7716e-16 | {'gen_prorata_group_curtailment[South]': 0.5941865575396812, "generator_prorata_curtailment['W@1.2']": 0.5941865575396804}
t-1 | dcopf | 3 | generator_prorata_curtailment_proportion_LB['W@1.2','13'] | ('W@1.2', '13') | {'dcopf': True, 'ieee_24bus_G04': True} | TRUE | 1.1102e-16 |  | 0 | -1.1102e-16 | {"gen_prorata_group_curtailment['13']": 0.5941865575396805, "generator_prorata_curtailment['W@1.2']": 0.5941865575396804}
t-1 | dcopf | 3 | generator_prorata_curtailment_proportion_LB[W@2,South] | ('W@2', 'South') | {'dcopf': True, 'ieee_24bus_G04': True} | TRUE | -0.0058134 |  | 0 | 0.0058134 | {'gen_prorata_group_curtailment[South]': 0.5941865575396812, 'generator_prorata_curtailment[W@2]': 0.6}
t-1 | dcopf | 3 | generator_prorata_curtailment_proportion_LB[W@2,'257'] | ('W@2', '257') | {'dcopf': True, 'ieee_24bus_G04': True} | TRUE | 0 |  | 0 | 0 | {"gen_prorata_group_curtailment['257']": 0.6, 'generator_prorata_curtailment[W@2]': 0.6}
t-1 | dcopf | 3 | generator_prorata_curtailment_proportion_LB[W@2,'2357'] | ('W@2', '2357') | {'dcopf': True, 'ieee_24bus_G04': True} | TRUE | -0.0058134 |  | 0 | 0.0058134 | {"gen_prorata_group_curtailment['2357']": 0.5941865575396807, 'generator_prorata_curtailment[W@2]': 0.6}
t-1 | dcopf | 3 | generator_prorata_curtailment_proportion_LB[W@3,South] | ('W@3', 'South') | {'dcopf': True, 'ieee_24bus_G04': True} | TRUE | 6.6613e-16 |  | 0 | -6.6613e-16 | {'gen_prorata_group_curtailment[South]': 0.5941865575396812, 'generator_prorata_curtailment[W@3]': 0.5941865575396805}
t-1 | dcopf | 3 | generator_prorata_curtailment_proportion_LB[W@3,'13'] | ('W@3', '13') | {'dcopf': True, 'ieee_24bus_G04': True} | TRUE | 0 |  | 0 | 0 | {"gen_prorata_group_curtailment['13']": 0.5941865575396805, 'generator_prorata_curtailment[W@3]': 0.5941865575396805}
t-1 | dcopf | 3 | generator_prorata_curtailment_proportion_LB[W@3,'2357'] | ('W@3', '2357') | {'dcopf': True, 'ieee_24bus_G04': True} | TRUE | 2.2204e-16 |  | 0 | -2.2204e-16 | {"gen_prorata_group_curtailment['2357']": 0.5941865575396807, 'generator_prorata_curtailment[W@3]': 0.5941865575396805}
t-1 | dcopf | 3 | generator_prorata_curtailment_proportion_LB[W@5,South] | ('W@5', 'South') | {'dcopf': True, 'ieee_24bus_G04': True} | TRUE | -0.0058134 |  | 0 | 0.0058134 | {'gen_prorata_group_curtailment[South]': 0.5941865575396812, 'generator_prorata_curtailment[W@5]': 0.6}
t-1 | dcopf | 3 | generator_prorata_curtailment_proportion_LB[W@5,'257'] | ('W@5', '257') | {'dcopf': True, 'ieee_24bus_G04': True} | TRUE | 0 |  | 0 | 0 | {"gen_prorata_group_curtailment['257']": 0.6, 'generator_prorata_curtailment[W@5]': 0.6}
t-1 | dcopf | 3 | generator_prorata_curtailment_proportion_LB[W@5,'2357'] | ('W@5', '2357') | {'dcopf': True, 'ieee_24bus_G04': True} | TRUE | -0.0058134 |  | 0 | 0.0058134 | {"gen_prorata_group_curtailment['2357']": 0.5941865575396807, 'generator_prorata_curtailment[W@5]': 0.6}
t-1 | dcopf | 3 | generator_prorata_curtailment_proportion_LB[W@7,South] | ('W@7', 'South') | {'dcopf': True, 'ieee_24bus_G04': True} | TRUE | -0.0058134 |  | 0 | 0.0058134 | {'gen_prorata_group_curtailment[South]': 0.5941865575396812, 'generator_prorata_curtailment[W@7]': 0.6}
t-1 | dcopf | 3 | generator_prorata_curtailment_proportion_LB[W@7,'257'] | ('W@7', '257') | {'dcopf': True, 'ieee_24bus_G04': True} | TRUE | 0 |  | 0 | 0 | {"gen_prorata_group_curtailment['257']": 0.6, 'generator_prorata_curtailment[W@7]': 0.6}
t-1 | dcopf | 3 | generator_prorata_curtailment_proportion_LB[W@7,'2357'] | ('W@7', '2357') | {'dcopf': True, 'ieee_24bus_G04': True} | TRUE | -0.0058134 |  | 0 | 0.0058134 | {"gen_prorata_group_curtailment['2357']": 0.5941865575396807, 'generator_prorata_curtailment[W@7]': 0.6}
t-1 | dcopf | 3 | generator_prorata_curtailment_proportion_UB['W@1.1',South] | ('W@1.1', 'South') | {'dcopf': True, 'ieee_24bus_G04': True} | TRUE | 0 |  | 0 | 0 | {"generator_prorata_curtailment['W@1.1']": 0.5941865575396812, "generator_active_prorata_group['W@1.1',South]": 1.0, 'gen_prorata_group_curtailment[South]': 0.5941865575396812}
t-1 | dcopf | 3 | generator_prorata_curtailment_proportion_UB['W@1.1','13'] | ('W@1.1', '13') | {'dcopf': True, 'ieee_24bus_G04': True} | TRUE | -1 |  | 0 | 1 | {"generator_prorata_curtailment['W@1.1']": 0.5941865575396812, "generator_active_prorata_group['W@1.1','13']": -0.0, "gen_prorata_group_curtailment['13']": 0.5941865575396805}
t-1 | dcopf | 3 | generator_prorata_curtailment_proportion_UB['W@1.2',South] | ('W@1.2', 'South') | {'dcopf': True, 'ieee_24bus_G04': True} | TRUE | -1 |  | 0 | 1 | {"generator_prorata_curtailment['W@1.2']": 0.5941865575396804, "generator_active_prorata_group['W@1.2',South]": 1.1102230246251565e-16, 'gen_prorata_group_curtailment[South]': 0.5941865575396812}
t-1 | dcopf | 3 | generator_prorata_curtailment_proportion_UB['W@1.2','13'] | ('W@1.2', '13') | {'dcopf': True, 'ieee_24bus_G04': True} | TRUE | -2.2204e-16 |  | 0 | 2.2204e-16 | {"generator_prorata_curtailment['W@1.2']": 0.5941865575396804, "generator_active_prorata_group['W@1.2','13']": 0.9999999999999999, "gen_prorata_group_curtailment['13']": 0.5941865575396805}
t-1 | dcopf | 3 | generator_prorata_curtailment_proportion_UB[W@2,South] | ('W@2', 'South') | {'dcopf': True, 'ieee_24bus_G04': True} | TRUE | -0.99419 |  | 0 | 0.99419 | {'generator_prorata_curtailment[W@2]': 0.6, 'generator_active_prorata_group[W@2,South]': -0.0, 'gen_prorata_group_curtailment[South]': 0.5941865575396812}
t-1 | dcopf | 3 | generator_prorata_curtailment_proportion_UB[W@2,'257'] | ('W@2', '257') | {'dcopf': True, 'ieee_24bus_G04': True} | TRUE | 2.2204e-16 |  | 0 | -2.2204e-16 | {'generator_prorata_curtailment[W@2]': 0.6, "generator_active_prorata_group[W@2,'257']": 1.0000000000000002, "gen_prorata_group_curtailment['257']": 0.6}
t-1 | dcopf | 3 | generator_prorata_curtailment_proportion_UB[W@2,'2357'] | ('W@2', '2357') | {'dcopf': True, 'ieee_24bus_G04': True} | TRUE | -0.99419 |  | 0 | 0.99419 | {'generator_prorata_curtailment[W@2]': 0.6, "generator_active_prorata_group[W@2,'2357']": 0.0, "gen_prorata_group_curtailment['2357']": 0.5941865575396807}
t-1 | dcopf | 3 | generator_prorata_curtailment_proportion_UB[W@3,South] | ('W@3', 'South') | {'dcopf': True, 'ieee_24bus_G04': True} | TRUE | -1 |  | 0 | 1 | {'generator_prorata_curtailment[W@3]': 0.5941865575396805, 'generator_active_prorata_group[W@3,South]': -2.498001805406602e-16, 'gen_prorata_group_curtailment[South]': 0.5941865575396812}
t-1 | dcopf | 3 | generator_prorata_curtailment_proportion_UB[W@3,'13'] | ('W@3', '13') | {'dcopf': True, 'ieee_24bus_G04': True} | TRUE | -1 |  | 0 | 1 | {'generator_prorata_curtailment[W@3]': 0.5941865575396805, "generator_active_prorata_group[W@3,'13']": -0.0, "gen_prorata_group_curtailment['13']": 0.5941865575396805}
t-1 | dcopf | 3 | generator_prorata_curtailment_proportion_UB[W@3,'2357'] | ('W@3', '2357') | {'dcopf': True, 'ieee_24bus_G04': True} | TRUE | -2.2204e-16 |  | 0 | 2.2204e-16 | {'generator_prorata_curtailment[W@3]': 0.5941865575396805, "generator_active_prorata_group[W@3,'2357']": 1.0, "gen_prorata_group_curtailment['2357']": 0.5941865575396807}
t-1 | dcopf | 3 | generator_prorata_curtailment_proportion_UB[W@5,South] | ('W@5', 'South') | {'dcopf': True, 'ieee_24bus_G04': True} | TRUE | -0.99419 |  | 0 | 0.99419 | {'generator_prorata_curtailment[W@5]': 0.6, 'generator_active_prorata_group[W@5,South]': 0.0, 'gen_prorata_group_curtailment[South]': 0.5941865575396812}
t-1 | dcopf | 3 | generator_prorata_curtailment_proportion_UB[W@5,'257'] | ('W@5', '257') | {'dcopf': True, 'ieee_24bus_G04': True} | TRUE | 0 |  | 0 | 0 | {'generator_prorata_curtailment[W@5]': 0.6, "generator_active_prorata_group[W@5,'257']": 1.0, "gen_prorata_group_curtailment['257']": 0.6}
t-1 | dcopf | 3 | generator_prorata_curtailment_proportion_UB[W@5,'2357'] | ('W@5', '2357') | {'dcopf': True, 'ieee_24bus_G04': True} | TRUE | -0.99419 |  | 0 | 0.99419 | {'generator_prorata_curtailment[W@5]': 0.6, "generator_active_prorata_group[W@5,'2357']": -0.0, "gen_prorata_group_curtailment['2357']": 0.5941865575396807}
t-1 | dcopf | 3 | generator_prorata_curtailment_proportion_UB[W@7,South] | ('W@7', 'South') | {'dcopf': True, 'ieee_24bus_G04': True} | TRUE | -0.99419 |  | 0 | 0.99419 | {'generator_prorata_curtailment[W@7]': 0.6, 'generator_active_prorata_group[W@7,South]': -0.0, 'gen_prorata_group_curtailment[South]': 0.5941865575396812}
t-1 | dcopf | 3 | generator_prorata_curtailment_proportion_UB[W@7,'257'] | ('W@7', '257') | {'dcopf': True, 'ieee_24bus_G04': True} | TRUE | 0 |  | 0 | 0 | {'generator_prorata_curtailment[W@7]': 0.6, "generator_active_prorata_group[W@7,'257']": 1.0, "gen_prorata_group_curtailment['257']": 0.6}
t-1 | dcopf | 3 | generator_prorata_curtailment_proportion_UB[W@7,'2357'] | ('W@7', '2357') | {'dcopf': True, 'ieee_24bus_G04': True} | TRUE | -0.99419 |  | 0 | 0.99419 | {'generator_prorata_curtailment[W@7]': 0.6, "generator_active_prorata_group[W@7,'2357']": -0.0, "gen_prorata_group_curtailment['2357']": 0.5941865575396807}
t-1 | dcopf | 3 | generator_prorata_group_active['W@1.1'] | W@1.1 | {'dcopf': True, 'ieee_24bus_G04': True} | TRUE | 1 | 1 | 1 | 0 | {"generator_active_prorata_group['W@1.1',South]": 1.0, "generator_active_prorata_group['W@1.1','13']": -0.0}
t-1 | dcopf | 3 | generator_prorata_group_active['W@1.2'] | W@1.2 | {'dcopf': True, 'ieee_24bus_G04': True} | TRUE | 1 | 1 | 1 | 0 | {"generator_active_prorata_group['W@1.2',South]": 1.1102230246251565e-16, "generator_active_prorata_group['W@1.2','13']": 0.9999999999999999}
t-1 | dcopf | 3 | generator_prorata_group_active[W@2] | W@2 | {'dcopf': True, 'ieee_24bus_G04': True} | TRUE | 1 | 1 | 1 | -2.2204e-16 | {'generator_active_prorata_group[W@2,South]': -0.0, "generator_active_prorata_group[W@2,'257']": 1.0000000000000002, "generator_active_prorata_group[W@2,'2357']": 0.0}
t-1 | dcopf | 3 | generator_prorata_group_active[W@3] | W@3 | {'dcopf': True, 'ieee_24bus_G04': True} | TRUE | 1 | 1 | 1 | -2.2204e-16 | {'generator_active_prorata_group[W@3,South]': -2.498001805406602e-16, "generator_active_prorata_group[W@3,'13']": -0.0, "generator_active_prorata_group[W@3,'2357']": 1.0}
t-1 | dcopf | 3 | generator_prorata_group_active[W@5] | W@5 | {'dcopf': True, 'ieee_24bus_G04': True} | TRUE | 1 | 1 | 1 | 0 | {'generator_active_prorata_group[W@5,South]': 0.0, "generator_active_prorata_group[W@5,'257']": 1.0, "generator_active_prorata_group[W@5,'2357']": -0.0}
t-1 | dcopf | 3 | generator_prorata_group_active[W@7] | W@7 | {'dcopf': True, 'ieee_24bus_G04': True} | TRUE | 1 | 1 | 1 | 0 | {'generator_active_prorata_group[W@7,South]': -0.0, "generator_active_prorata_group[W@7,'257']": 1.0, "generator_active_prorata_group[W@7,'2357']": -0.0}
t-1 | dcopf | 4 | demand_real_power_constraint[D1] | D1 | {'common': True, 'ieee_24bus_G04': True} | TRUE | 0 | 0 | 0 | 0 | {'demand_real_power_met[D1]': 0.47500000000000003, 'demand_proportion_real_power_met[D1]': 1.0}
t-1 | dcopf | 4 | demand_real_power_constraint[D2] | D2 | {'common': True, 'ieee_24bus_G04': True} | TRUE | 0 | 0 | 0 | 0 | {'demand_real_power_met[D2]': 0.425, 'demand_proportion_real_power_met[D2]': 1.0}
t-1 | dcopf | 4 | demand_real_power_constraint[D3] | D3 | {'common': True, 'ieee_24bus_G04': True} | TRUE | 0 | 0 | 0 | 0 | {'demand_real_power_met[D3]': 0.8, 'demand_proportion_real_power_met[D3]': 1.0}
t-1 | dcopf | 4 | demand_real_power_constraint[D4] | D4 | {'common': True, 'ieee_24bus_G04': True} | TRUE | 0 | 0 | 0 | 0 | {'demand_real_power_met[D4]': 0.325, 'demand_proportion_real_power_met[D4]': 1.0}
t-1 | dcopf | 4 | demand_real_power_constraint[D5] | D5 | {'common': True, 'ieee_24bus_G04': True} | TRUE | 0 | 0 | 0 | 0 | {'demand_real_power_met[D5]': 0.325, 'demand_proportion_real_power_met[D5]': 1.0}
t-1 | dcopf | 4 | demand_real_power_constraint[D6] | D6 | {'common': True, 'ieee_24bus_G04': True} | TRUE | 0 | 0 | 0 | 0 | {'demand_real_power_met[D6]': 0.6, 'demand_proportion_real_power_met[D6]': 1.0}
t-1 | dcopf | 4 | demand_real_power_constraint[D7] | D7 | {'common': True, 'ieee_24bus_G04': True} | TRUE | 0 | 0 | 0 | 0 | {'demand_real_power_met[D7]': 0.55, 'demand_proportion_real_power_met[D7]': 1.0}
t-1 | dcopf | 4 | demand_real_power_constraint[D8] | D8 | {'common': True, 'ieee_24bus_G04': True} | TRUE | 0 | 0 | 0 | 0 | {'demand_real_power_met[D8]': 0.75, 'demand_proportion_real_power_met[D8]': 1.0}
t-1 | dcopf | 4 | demand_real_power_constraint[D9] | D9 | {'common': True, 'ieee_24bus_G04': True} | TRUE | 0 | 0 | 0 | 0 | {'demand_real_power_met[D9]': 0.775, 'demand_proportion_real_power_met[D9]': 1.0}
t-1 | dcopf | 4 | demand_real_power_constraint[D10] | D10 | {'common': True, 'ieee_24bus_G04': True} | TRUE | 0 | 0 | 0 | 0 | {'demand_real_power_met[D10]': 0.85, 'demand_proportion_real_power_met[D10]': 1.0}
t-1 | dcopf | 4 | demand_real_power_constraint[D11] | D11 | {'common': True, 'ieee_24bus_G04': True} | TRUE | 4.4409e-16 | 0 | 0 | -4.4409e-16 | {'demand_real_power_met[D11]': 3.35, 'demand_proportion_real_power_met[D11]': 0.9999999999999999}
t-1 | dcopf | 4 | demand_real_power_constraint[D12] | D12 | {'common': True, 'ieee_24bus_G04': True} | TRUE | 0 | 0 | 0 | 0 | {'demand_real_power_met[D12]': 2.45, 'demand_proportion_real_power_met[D12]': 1.0}
t-1 | dcopf | 4 | demand_real_power_constraint[D13] | D13 | {'common': True, 'ieee_24bus_G04': True} | TRUE | 0 | 0 | 0 | 0 | {'demand_real_power_met[D13]': 4.0, 'demand_proportion_real_power_met[D13]': 1.0}
t-1 | dcopf | 4 | demand_real_power_constraint[D14] | D14 | {'common': True, 'ieee_24bus_G04': True} | TRUE | 0 | 0 | 0 | 0 | {'demand_real_power_met[D14]': 1.25, 'demand_proportion_real_power_met[D14]': 1.0}
t-1 | dcopf | 4 | demand_real_power_constraint[D15] | D15 | {'common': True, 'ieee_24bus_G04': True} | TRUE | 0 | 0 | 0 | 0 | {'demand_real_power_met[D15]': 4.2, 'demand_proportion_real_power_met[D15]': 1.0}
t-1 | dcopf | 4 | demand_real_power_constraint[D16] | D16 | {'common': True, 'ieee_24bus_G04': True} | TRUE | 0 | 0 | 0 | 0 | {'demand_real_power_met[D16]': 2.25, 'demand_proportion_real_power_met[D16]': 1.0}
t-1 | dcopf | 4 | demand_real_power_constraint[D17] | D17 | {'common': True, 'ieee_24bus_G04': True} | TRUE | 0 | 0 | 0 | 0 | {'demand_real_power_met[D17]': 1.625, 'demand_proportion_real_power_met[D17]': 1.0}
t-1 | dcopf | 4 | interconnector_total_imports |  | {'common': True, 'ieee_24bus_G04': True} | TRUE | 0 | 0 | 0 | 0 | {'interconnector_real_power_total_imports': 0.0}
t-1 | dcopf | 4 | interconnector_total_exports |  | {'common': True, 'ieee_24bus_G04': True} | TRUE | 0 | 0 | 0 | 0 | {'interconnector_real_power_total_exports': 0.0}
t-1 | dcopf | 4 | generation_UC_real_power_LB[G1] | G1 | {'common': True, 'ieee_24bus_G04': True} | TRUE | 0 |  | 0 | 0 | {'generator_commitment[G1]': 0.0, 'generator_real_power_out[G1]': 0.0}
t-1 | dcopf | 4 | generation_UC_real_power_LB[G2] | G2 | {'common': True, 'ieee_24bus_G04': True} | TRUE | 0 |  | 0 | 0 | {'generator_commitment[G2]': 0.0, 'generator_real_power_out[G2]': 0.0}
t-1 | dcopf | 4 | generation_UC_real_power_LB[G3] | G3 | {'common': True, 'ieee_24bus_G04': True} | TRUE | 0 |  | 0 | 0 | {'generator_commitment[G3]': 0.0, 'generator_real_power_out[G3]': 0.0}
t-1 | dcopf | 4 | generation_UC_real_power_LB[G4] | G4 | {'common': True, 'ieee_24bus_G04': True} | TRUE | 0 |  | 0 | 0 | {'generator_commitment[G4]': 0.0, 'generator_real_power_out[G4]': 0.0}
t-1 | dcopf | 4 | generation_UC_real_power_LB[G5] | G5 | {'common': True, 'ieee_24bus_G04': True} | TRUE | -0.42768 |  | 0 | 0.42768 | {'generator_commitment[G5]': 1.0, 'generator_real_power_out[G5]': 0.5476790178571251}
t-1 | dcopf | 4 | generation_UC_real_power_LB[G6] | G6 | {'common': True, 'ieee_24bus_G04': True} | TRUE | -1.0075 |  | 0 | 1.0075 | {'generator_commitment[G6]': 1.0, 'generator_real_power_out[G6]': 1.55}
t-1 | dcopf | 4 | generation_UC_real_power_LB[G7] | G7 | {'common': True, 'ieee_24bus_G04': True} | TRUE | -1.0075 |  | 0 | 1.0075 | {'generator_commitment[G7]': 1.0, 'generator_real_power_out[G7]': 1.55}
t-1 | dcopf | 4 | generation_UC_real_power_LB[G8] | G8 | {'common': True, 'ieee_24bus_G04': True} | TRUE | -3 |  | 0 | 3 | {'generator_commitment[G8]': 1.0, 'generator_real_power_out[G8]': 4.0}
t-1 | dcopf | 4 | generation_UC_real_power_LB[G9] | G9 | {'common': True, 'ieee_24bus_G04': True} | TRUE | -3 |  | 0 | 3 | {'generator_commitment[G9]': 1.0, 'generator_real_power_out[G9]': 4.0}
t-1 | dcopf | 4 | generation_UC_real_power_LB[G10] | G10 | {'common': True, 'ieee_24bus_G04': True} | TRUE | 0 |  | 0 | 0 | {'generator_commitment[G10]': 1.0, 'generator_real_power_out[G10]': 3.0}
t-1 | dcopf | 4 | generation_UC_real_power_LB[G11] | G11 | {'common': True, 'ieee_24bus_G04': True} | TRUE | -2.015 |  | 0 | 2.015 | {'generator_commitment[G11]': 1.0, 'generator_real_power_out[G11]': 3.1}
t-1 | dcopf | 4 | generation_UC_real_power_LB[G12] | G12 | {'common': True, 'ieee_24bus_G04': True} | TRUE | 0 |  | 0 | 0 | {'generator_commitment[G12]': -0.0, 'generator_real_power_out[G12]': 0.0}
t-1 | dcopf | 4 | generation_UC_real_power_LB['W@1.1'] | W@1.1 | {'common': True, 'ieee_24bus_G04': True} | TRUE | -1.2174 |  | 0 | 1.2174 | {"generator_commitment['W@1.1']": 1.0, "generator_real_power_out['W@1.1']": 1.2174403273809582}
t-1 | dcopf | 4 | generation_UC_real_power_LB['W@1.2'] | W@1.2 | {'common': True, 'ieee_24bus_G04': True} | TRUE | -1.2174 |  | 0 | 1.2174 | {"generator_commitment['W@1.2']": 1.0, "generator_real_power_out['W@1.2']": 1.2174403273809582}
t-1 | dcopf | 4 | generation_UC_real_power_LB[W@2] | W@2 | {'common': True, 'ieee_24bus_G04': True} | TRUE | -1.2 |  | 0 | 1.2 | {'generator_commitment[W@2]': 1.0, 'generator_real_power_out[W@2]': 1.1999999999999993}
t-1 | dcopf | 4 | generation_UC_real_power_LB[W@3] | W@3 | {'common': True, 'ieee_24bus_G04': True} | TRUE | -1.2174 |  | 0 | 1.2174 | {'generator_commitment[W@3]': 1.0, 'generator_real_power_out[W@3]': 1.2174403273809582}
t-1 | dcopf | 4 | generation_UC_real_power_LB[W@5] | W@5 | {'common': True, 'ieee_24bus_G04': True} | TRUE | -1.2 |  | 0 | 1.2 | {'generator_commitment[W@5]': 1.0, 'generator_real_power_out[W@5]': 1.2000000000000002}
t-1 | dcopf | 4 | generation_UC_real_power_LB[W@7] | W@7 | {'common': True, 'ieee_24bus_G04': True} | TRUE | -1.2 |  | 0 | 1.2 | {'generator_commitment[W@7]': 1.0, 'generator_real_power_out[W@7]': 1.1999999999999993}
t-1 | dcopf | 4 | generation_UC_real_power_UB[G1] | G1 | {'common': True, 'ieee_24bus_G04': True} | TRUE | 0 |  | 0 | 0 | {'generator_real_power_out[G1]': 0.0, 'generator_commitment[G1]': 0.0}
t-1 | dcopf | 4 | generation_UC_real_power_UB[G2] | G2 | {'common': True, 'ieee_24bus_G04': True} | TRUE | 0 |  | 0 | 0 | {'generator_real_power_out[G2]': 0.0, 'generator_commitment[G2]': 0.0}
t-1 | dcopf | 4 | generation_UC_real_power_UB[G3] | G3 | {'common': True, 'ieee_24bus_G04': True} | TRUE | 0 |  | 0 | 0 | {'generator_real_power_out[G3]': 0.0, 'generator_commitment[G3]': 0.0}
t-1 | dcopf | 4 | generation_UC_real_power_UB[G4] | G4 | {'common': True, 'ieee_24bus_G04': True} | TRUE | 0 |  | 0 | 0 | {'generator_real_power_out[G4]': 0.0, 'generator_commitment[G4]': 0.0}
t-1 | dcopf | 4 | generation_UC_real_power_UB[G5] | G5 | {'common': True, 'ieee_24bus_G04': True} | TRUE | -0.052321 |  | 0 | 0.052321 | {'generator_real_power_out[G5]': 0.5476790178571251, 'generator_commitment[G5]': 1.0}
t-1 | dcopf | 4 | generation_UC_real_power_UB[G6] | G6 | {'common': True, 'ieee_24bus_G04': True} | TRUE | 0 |  | 0 | 0 | {'generator_real_power_out[G6]': 1.55, 'generator_commitment[G6]': 1.0}
t-1 | dcopf | 4 | generation_UC_real_power_UB[G7] | G7 | {'common': True, 'ieee_24bus_G04': True} | TRUE | 0 |  | 0 | 0 | {'generator_real_power_out[G7]': 1.55, 'generator_commitment[G7]': 1.0}
t-1 | dcopf | 4 | generation_UC_real_power_UB[G8] | G8 | {'common': True, 'ieee_24bus_G04': True} | TRUE | 0 |  | 0 | 0 | {'generator_real_power_out[G8]': 4.0, 'generator_commitment[G8]': 1.0}
t-1 | dcopf | 4 | generation_UC_real_power_UB[G9] | G9 | {'common': True, 'ieee_24bus_G04': True} | TRUE | 0 |  | 0 | 0 | {'generator_real_power_out[G9]': 4.0, 'generator_commitment[G9]': 1.0}
t-1 | dcopf | 4 | generation_UC_real_power_UB[G10] | G10 | {'common': True, 'ieee_24bus_G04': True} | TRUE | 0 |  | 0 | 0 | {'generator_real_power_out[G10]': 3.0, 'generator_commitment[G10]': 1.0}
t-1 | dcopf | 4 | generation_UC_real_power_UB[G11] | G11 | {'common': True, 'ieee_24bus_G04': True} | TRUE | 0 |  | 0 | 0 | {'generator_real_power_out[G11]': 3.1, 'generator_commitment[G11]': 1.0}
t-1 | dcopf | 4 | generation_UC_real_power_UB[G12] | G12 | {'common': True, 'ieee_24bus_G04': True} | TRUE | 0 |  | 0 | 0 | {'generator_real_power_out[G12]': 0.0, 'generator_commitment[G12]': -0.0}
t-1 | dcopf | 4 | generation_UC_real_power_UB['W@1.1'] | W@1.1 | {'common': True, 'ieee_24bus_G04': True} | TRUE | -1.7826 |  | 0 | 1.7826 | {"generator_real_power_out['W@1.1']": 1.2174403273809582, "generator_commitment['W@1.1']": 1.0}
t-1 | dcopf | 4 | generation_UC_real_power_UB['W@1.2'] | W@1.2 | {'common': True, 'ieee_24bus_G04': True} | TRUE | -1.7826 |  | 0 | 1.7826 | {"generator_real_power_out['W@1.2']": 1.2174403273809582, "generator_commitment['W@1.2']": 1.0}
t-1 | dcopf | 4 | generation_UC_real_power_UB[W@2] | W@2 | {'common': True, 'ieee_24bus_G04': True} | TRUE | -1.8 |  | 0 | 1.8 | {'generator_real_power_out[W@2]': 1.1999999999999993, 'generator_commitment[W@2]': 1.0}
t-1 | dcopf | 4 | generation_UC_real_power_UB[W@3] | W@3 | {'common': True, 'ieee_24bus_G04': True} | TRUE | -1.7826 |  | 0 | 1.7826 | {'generator_real_power_out[W@3]': 1.2174403273809582, 'generator_commitment[W@3]': 1.0}
t-1 | dcopf | 4 | generation_UC_real_power_UB[W@5] | W@5 | {'common': True, 'ieee_24bus_G04': True} | TRUE | -1.8 |  | 0 | 1.8 | {'generator_real_power_out[W@5]': 1.2000000000000002, 'generator_commitment[W@5]': 1.0}
t-1 | dcopf | 4 | generation_UC_real_power_UB[W@7] | W@7 | {'common': True, 'ieee_24bus_G04': True} | TRUE | -1.8 |  | 0 | 1.8 | {'generator_real_power_out[W@7]': 1.1999999999999993, 'generator_commitment[W@7]': 1.0}
t-1 | dcopf | 4 | KCL_Copper_constraint |  | {'copper_market': True, 'ieee_24bus_G04': True} | FALSE
t-1 | dcopf | 4 | KCL_DCOPF_constraint['11'] | 11 | {'dcopf': True, 'ieee_24bus_G04': True} | TRUE | -1.1102e-16 | 0 | 0 | -1.1102e-16 | {'branch_real_power_flow[L13-1113]': 0.8539694122287457, 'branch_real_power_flow[L14-1114]': 0.09132446595063293, 'transformer_2W_real_power_flow[T2-911]': 0.4452938781793785, 'transformer_2W_real_power_flow[T4-1011]': 0.5}
t-1 | dcopf | 4 | KCL_DCOPF_constraint['15'] | 15 | {'dcopf': True, 'ieee_24bus_G04': True} | TRUE | 2.2204e-15 | 0 | 0 | -2.2204e-15 | {'generator_real_power_out[G5]': 0.5476790178571251, 'generator_real_power_out[G6]': 1.55, 'branch_real_power_flow[L19-1516]': 2.2475468934238774, 'branch_real_power_flow[L20-1521]': -2.1449446054848824, 'branch_real_power_flow[L21-1521]': -2.1449446054848824, 'branch_real_power_flow[L22-1524]': 0.1400213354030101, 'demand_real_power_met[D13]': 4.0}
t-1 | dcopf | 4 | KCL_DCOPF_constraint['1'] | 1 | {'dcopf': True, 'ieee_24bus_G04': True} | TRUE | -6.1062e-16 | 0 | 0 | -6.1062e-16 | {'generator_real_power_out[G1]': 0.0, "generator_real_power_out['W@1.1']": 1.2174403273809582, "generator_real_power_out['W@1.2']": 1.2174403273809582, 'branch_real_power_flow[L1-12]': 0.9609390042117237, 'branch_real_power_flow[L2-13]': 0.37329446983747955, 'branch_real_power_flow[L3-15]': 0.6256471807127137, 'demand_real_power_met[D1]': 0.47500000000000003}
t-1 | dcopf | 4 | KCL_DCOPF_constraint['9'] | 9 | {'dcopf': True, 'ieee_24bus_G04': True} | TRUE | -5.5511e-16 | 0 | 0 | -5.5511e-16 | {'branch_real_power_flow[L6-39]': 0.9307561326214506, 'branch_real_power_flow[L7-49]': 0.5851688525915628, 'branch_real_power_flow[L11-89]': -0.03695994826069218, 'transformer_2W_real_power_flow[T2-911]': 0.4452938781793785, 'transformer_2W_real_power_flow[T3-912]': 0.25867115877294333, 'demand_real_power_met[D9]': 0.775}
t-1 | dcopf | 4 | KCL_DCOPF_constraint['24'] | 24 | {'dcopf': True, 'ieee_24bus_G04': True} | TRUE | 0 | 0 | 0 | 0 | {'branch_real_power_flow[L22-1524]': 0.1400213354030101, 'transformer_2W_real_power_flow[T1-324]': -0.1400213354030101}
t-1 | dcopf | 4 | KCL_DCOPF_constraint['4'] | 4 | {'dcopf': True, 'ieee_24bus_G04': True} | TRUE | -5.5511e-17 | 0 | 0 | -5.5511e-17 | {'branch_real_power_flow[L7-49]': 0.5851688525915628, 'branch_real_power_flow[L4-24]': 0.9101688525915628, 'demand_real_power_met[D4]': 0.325}
t-1 | dcopf | 4 | KCL_DCOPF_constraint['3'] | 3 | {'dcopf': True, 'ieee_24bus_G04': True} | TRUE | -2.8311e-15 | 0 | 0 | -2.8311e-15 | {'generator_real_power_out[W@3]': 1.2174403273809582, 'branch_real_power_flow[L6-39]': 0.9307561326214506, 'branch_real_power_flow[L2-13]': 0.37329446983747955, 'transformer_2W_real_power_flow[T1-324]': -0.1400213354030101, 'demand_real_power_met[D3]': 0.8}
t-1 | dcopf | 4 | KCL_DCOPF_constraint['16'] | 16 | {'dcopf': True, 'ieee_24bus_G04': True} | TRUE | 6.6613e-16 | 0 | 0 | -6.6613e-16 | {'generator_real_power_out[G7]': 1.55, 'branch_real_power_flow[L23-1617]': -2.5101107890302368, 'branch_real_power_flow[L24-1619]': 2.6989821484047463, 'branch_real_power_flow[L18-1416]': -2.3586755340493673, 'branch_real_power_flow[L19-1516]': 2.2475468934238774, 'demand_real_power_met[D14]': 1.25}
t-1 | dcopf | 4 | KCL_DCOPF_constraint['7'] | 7 | {'dcopf': True, 'ieee_24bus_G04': True} | TRUE | 0 | 0 | 0 | 0 | {'generator_real_power_out[G3]': 0.0, 'generator_real_power_out[W@7]': 1.1999999999999993, 'branch_real_power_flow[L10-78]': 0.6499999999999992, 'demand_real_power_met[D7]': 0.55}
t-1 | dcopf | 4 | KCL_DCOPF_constraint['10'] | 10 | {'dcopf': True, 'ieee_24bus_G04': True} | TRUE | 1.1102e-16 | 0 | 0 | -1.1102e-16 | {'branch_real_power_flow[L8-510]': 1.500647180712714, 'branch_real_power_flow[L9-610]': 0.22577015162016023, 'branch_real_power_flow[L12-810]': -0.06304005173930857, 'transformer_2W_real_power_flow[T4-1011]': 0.5, 'transformer_2W_real_power_flow[T5-1012]': 0.31337728059356557, 'demand_real_power_met[D10]': 0.85}
t-1 | dcopf | 4 | KCL_DCOPF_constraint['20'] | 20 | {'dcopf': True, 'ieee_24bus_G04': True} | TRUE | 0 | 0 | 0 | 0 | {'branch_real_power_flow[L31-2023]': -0.5880089257976269, 'branch_real_power_flow[L32-2023]': -0.5880089257976269, 'branch_real_power_flow[L29-1920]': 0.22449107420237313, 'branch_real_power_flow[L30-1920]': 0.22449107420237313, 'demand_real_power_met[D17]': 1.625}
t-1 | dcopf | 4 | KCL_DCOPF_constraint['18'] | 18 | {'dcopf': True, 'ieee_24bus_G04': True} | TRUE | 0 | 0 | 0 | 0 | {'generator_real_power_out[G8]': 4.0, 'branch_real_power_flow[L27-1821]': -0.6916510404777276, 'branch_real_power_flow[L28-1821]': -0.6916510404777276, 'branch_real_power_flow[L25-1718]': -1.183302080955455, 'demand_real_power_met[D15]': 4.2}
t-1 | dcopf | 4 | KCL_DCOPF_constraint['17'] | 17 | {'dcopf': True, 'ieee_24bus_G04': True} | TRUE | -4.4409e-16 | 0 | 0 | -4.4409e-16 | {'branch_real_power_flow[L25-1718]': -1.183302080955455, 'branch_real_power_flow[L26-1722]': -1.3268087080747812, 'branch_real_power_flow[L23-1617]': -2.5101107890302368}
t-1 | dcopf | 4 | KCL_DCOPF_constraint['14'] | 14 | {'dcopf': True, 'ieee_24bus_G04': True} | TRUE | 0 | 0 | 0 | 0 | {'branch_real_power_flow[L18-1416]': -2.3586755340493673, 'branch_real_power_flow[L14-1114]': 0.09132446595063293, 'demand_real_power_met[D12]': 2.45}
t-1 | dcopf | 4 | KCL_DCOPF_constraint['12'] | 12 | {'dcopf': True, 'ieee_24bus_G04': True} | TRUE | 3.3307e-16 | 0 | 0 | -3.3307e-16 | {'branch_real_power_flow[L15-1213]': 1.1752052407152311, 'branch_real_power_flow[L16-1223]': -0.6031568013487226, 'transformer_2W_real_power_flow[T3-912]': 0.25867115877294333, 'transformer_2W_real_power_flow[T5-1012]': 0.31337728059356557}
t-1 | dcopf | 4 | KCL_DCOPF_constraint['19'] | 19 | {'dcopf': True, 'ieee_24bus_G04': True} | TRUE | 0 | 0 | 0 | 0 | {'branch_real_power_flow[L29-1920]': 0.22449107420237313, 'branch_real_power_flow[L30-1920]': 0.22449107420237313, 'branch_real_power_flow[L24-1619]': 2.6989821484047463, 'demand_real_power_met[D16]': 2.25}
t-1 | dcopf | 4 | KCL_DCOPF_constraint['6'] | 6 | {'dcopf': True, 'ieee_24bus_G04': True} | TRUE | 0 | 0 | 0 | 0 | {'branch_real_power_flow[L9-610]': 0.22577015162016023, 'branch_real_power_flow[L5-26]': 0.8257701516201602, 'demand_real_power_met[D6]': 0.6}
t-1 | dcopf | 4 | KCL_DCOPF_constraint['22'] | 22 | {'dcopf': True, 'ieee_24bus_G04': True} | TRUE | 0 | 0 | 0 | 0 | {'branch_real_power_flow[L26-1722]': -1.3268087080747812, 'branch_real_power_flow[L33-2122]': -1.6731912919252188, 'generator_real_power_out[G10]': 3.0}
t-1 | dcopf | 4 | KCL_DCOPF_constraint['21'] | 21 | {'dcopf': True, 'ieee_24bus_G04': True} | TRUE | -1.3323e-15 | 0 | 0 | -1.3323e-15 | {'generator_real_power_out[G9]': 4.0, 'branch_real_power_flow[L33-2122]': -1.6731912919252188, 'branch_real_power_flow[L20-1521]': -2.1449446054848824, 'branch_real_power_flow[L21-1521]': -2.1449446054848824, 'branch_real_power_flow[L27-1821]': -0.6916510404777276, 'branch_real_power_flow[L28-1821]': -0.6916510404777276}
t-1 | dcopf | 4 | KCL_DCOPF_constraint['23'] | 23 | {'dcopf': True, 'ieee_24bus_G04': True} | TRUE | 3.3307e-16 | 0 | 0 | -3.3307e-16 | {'generator_real_power_out[G11]': 3.1, 'generator_real_power_out[G12]': 0.0, 'branch_real_power_flow[L16-1223]': -0.6031568013487226, 'branch_real_power_flow[L17-1323]': -1.3208253470560234, 'branch_real_power_flow[L31-2023]': -0.5880089257976269, 'branch_real_power_flow[L32-2023]': -0.5880089257976269}
t-1 | dcopf | 4 | KCL_DCOPF_constraint['2'] | 2 | {'dcopf': True, 'ieee_24bus_G04': True} | TRUE | -5.5511e-17 | 0 | 0 | -5.5511e-17 | {'generator_real_power_out[G2]': 0.0, 'generator_real_power_out[W@2]': 1.1999999999999993, 'branch_real_power_flow[L4-24]': 0.9101688525915628, 'branch_real_power_flow[L5-26]': 0.8257701516201602, 'branch_real_power_flow[L1-12]': 0.9609390042117237, 'demand_real_power_met[D2]': 0.425}
t-1 | dcopf | 4 | KCL_DCOPF_constraint['13'] | 13 | {'dcopf': True, 'ieee_24bus_G04': True} | TRUE | 1.1102e-16 | 0 | 0 | -1.1102e-16 | {'generator_real_power_out[G4]': 0.0, 'branch_real_power_flow[L17-1323]': -1.3208253470560234, 'branch_real_power_flow[L13-1113]': 0.8539694122287457, 'branch_real_power_flow[L15-1213]': 1.1752052407152311, 'demand_real_power_met[D11]': 3.35}
t-1 | dcopf | 4 | KCL_DCOPF_constraint['5'] | 5 | {'dcopf': True, 'ieee_24bus_G04': True} | TRUE | -5.5511e-17 | 0 | 0 | -5.5511e-17 | {'generator_real_power_out[W@5]': 1.2000000000000002, 'branch_real_power_flow[L8-510]': 1.500647180712714, 'branch_real_power_flow[L3-15]': 0.6256471807127137, 'demand_real_power_met[D5]': 0.325}
t-1 | dcopf | 4 | KCL_DCOPF_constraint['8'] | 8 | {'dcopf': True, 'ieee_24bus_G04': True} | TRUE | 0 | 0 | 0 | 0 | {'branch_real_power_flow[L11-89]': -0.03695994826069218, 'branch_real_power_flow[L12-810]': -0.06304005173930857, 'branch_real_power_flow[L10-78]': 0.6499999999999992, 'demand_real_power_met[D8]': 0.75}
t-1 | dcopf | 4 | branch_KVL_DCOPF[L1-12] | L1-12 | {'dcopf': True, 'ieee_24bus_G04': True} | TRUE | 0 | 0 | 0 | 0 | {'branch_real_power_flow[L1-12]': 0.9609390042117237, 'branch_voltage_angle_difference[L1-12]': 0.014029709461491166}
t-1 | dcopf | 4 | branch_KVL_DCOPF[L2-13] | L2-13 | {'dcopf': True, 'ieee_24bus_G04': True} | TRUE | 0 | 0 | 0 | 0 | {'branch_real_power_flow[L2-13]': 0.37329446983747955, 'branch_voltage_angle_difference[L2-13]': 0.08410324405438414}
t-1 | dcopf | 4 | branch_KVL_DCOPF[L3-15] | L3-15 | {'dcopf': True, 'ieee_24bus_G04': True} | TRUE | 0 | 0 | 0 | 0 | {'branch_real_power_flow[L3-15]': 0.6256471807127137, 'branch_voltage_angle_difference[L3-15]': 0.05674619929064314}
t-1 | dcopf | 4 | branch_KVL_DCOPF[L4-24] | L4-24 | {'dcopf': True, 'ieee_24bus_G04': True} | TRUE | -1.1102e-16 | 0 | 0 | -1.1102e-16 | {'branch_real_power_flow[L4-24]': 0.9101688525915628, 'branch_voltage_angle_difference[L4-24]': 0.12341889641141592}
t-1 | dcopf | 4 | branch_KVL_DCOPF[L5-26] | L5-26 | {'dcopf': True, 'ieee_24bus_G04': True} | TRUE | 0 | 0 | 0 | 0 | {'branch_real_power_flow[L5-26]': 0.8257701516201602, 'branch_voltage_angle_difference[L5-26]': 0.16928288108213285}
t-1 | dcopf | 4 | branch_KVL_DCOPF[L6-39] | L6-39 | {'dcopf': True, 'ieee_24bus_G04': True} | TRUE | 0 | 0 | 0 | 0 | {'branch_real_power_flow[L6-39]': 0.9307561326214506, 'branch_voltage_angle_difference[L6-39]': 0.11829910445618637}
t-1 | dcopf | 4 | branch_KVL_DCOPF[L7-49] | L7-49 | {'dcopf': True, 'ieee_24bus_G04': True} | TRUE | 0 | 0 | 0 | 0 | {'branch_real_power_flow[L7-49]': 0.5851688525915628, 'branch_voltage_angle_difference[L7-49]': 0.06495374263766347}
t-1 | dcopf | 4 | branch_KVL_DCOPF[L8-510] | L8-510 | {'dcopf': True, 'ieee_24bus_G04': True} | TRUE | 0 | 0 | 0 | 0 | {'branch_real_power_flow[L8-510]': 1.500647180712714, 'branch_voltage_angle_difference[L8-510]': 0.14106083498699512}
t-1 | dcopf | 4 | branch_KVL_DCOPF[L9-610] | L9-610 | {'dcopf': True, 'ieee_24bus_G04': True} | TRUE | 0 | 0 | 0 | 0 | {'branch_real_power_flow[L9-610]': 0.22577015162016023, 'branch_voltage_angle_difference[L9-610]': 0.014494443734014286}
t-1 | dcopf | 4 | branch_KVL_DCOPF[L10-78] | L10-78 | {'dcopf': True, 'ieee_24bus_G04': True} | TRUE | 0 | 0 | 0 | 0 | {'branch_real_power_flow[L10-78]': 0.6499999999999992, 'branch_voltage_angle_difference[L10-78]': 0.042379999999999945}
t-1 | dcopf | 4 | branch_KVL_DCOPF[L11-89] | L11-89 | {'dcopf': True, 'ieee_24bus_G04': True} | TRUE | 0 | 0 | 0 | 0 | {'branch_real_power_flow[L11-89]': -0.03695994826069218, 'branch_voltage_angle_difference[L11-89]': -0.006512342883533962}
t-1 | dcopf | 4 | branch_KVL_DCOPF[L12-810] | L12-810 | {'dcopf': True, 'ieee_24bus_G04': True} | TRUE | 0 | 0 | 0 | 0 | {'branch_real_power_flow[L12-810]': -0.06304005173930857, 'branch_voltage_angle_difference[L12-810]': -0.01110765711646617}
t-1 | dcopf | 4 | branch_KVL_DCOPF[L13-1113] | L13-1113 | {'dcopf': True, 'ieee_24bus_G04': True} | TRUE | 1.1102e-16 | 0 | 0 | -1.1102e-16 | {'branch_real_power_flow[L13-1113]': 0.8539694122287457, 'branch_voltage_angle_difference[L13-1113]': 0.04167370731676279}
t-1 | dcopf | 4 | branch_KVL_DCOPF[L14-1114] | L14-1114 | {'dcopf': True, 'ieee_24bus_G04': True} | TRUE | 0 | 0 | 0 | 0 | {'branch_real_power_flow[L14-1114]': 0.09132446595063293, 'branch_voltage_angle_difference[L14-1114]': 0.0038904222494969627}
t-1 | dcopf | 4 | branch_KVL_DCOPF[L15-1213] | L15-1213 | {'dcopf': True, 'ieee_24bus_G04': True} | TRUE | 2.2204e-16 | 0 | 0 | -2.2204e-16 | {'branch_real_power_flow[L15-1213]': 1.1752052407152311, 'branch_voltage_angle_difference[L15-1213]': 0.05735001574690328}
t-1 | dcopf | 4 | branch_KVL_DCOPF[L16-1223] | L16-1223 | {'dcopf': True, 'ieee_24bus_G04': True} | TRUE | 0 | 0 | 0 | 0 | {'branch_real_power_flow[L16-1223]': -0.6031568013487226, 'branch_voltage_angle_difference[L16-1223]': -0.05941094493284918}
t-1 | dcopf | 4 | branch_KVL_DCOPF[L17-1323] | L17-1323 | {'dcopf': True, 'ieee_24bus_G04': True} | TRUE | 0 | 0 | 0 | 0 | {'branch_real_power_flow[L17-1323]': -1.3208253470560234, 'branch_voltage_angle_difference[L17-1323]': -0.11676096067975247}
t-1 | dcopf | 4 | branch_KVL_DCOPF[L18-1416] | L18-1416 | {'dcopf': True, 'ieee_24bus_G04': True} | TRUE | 0 | 0 | 0 | 0 | {'branch_real_power_flow[L18-1416]': -2.3586755340493673, 'branch_voltage_angle_difference[L18-1416]': -0.14010532672253243}
t-1 | dcopf | 4 | branch_KVL_DCOPF[L19-1516] | L19-1516 | {'dcopf': True, 'ieee_24bus_G04': True} | TRUE | 0 | 0 | 0 | 0 | {'branch_real_power_flow[L19-1516]': 2.2475468934238774, 'branch_voltage_angle_difference[L19-1516]': 0.03865780656689069}
t-1 | dcopf | 4 | branch_KVL_DCOPF[L20-1521] | L20-1521 | {'dcopf': True, 'ieee_24bus_G04': True} | TRUE | 0 | 0 | 0 | 0 | {'branch_real_power_flow[L20-1521]': -2.1449446054848824, 'branch_voltage_angle_difference[L20-1521]': -0.05340912067657357}
t-1 | dcopf | 4 | branch_KVL_DCOPF[L21-1521] | L21-1521 | {'dcopf': True, 'ieee_24bus_G04': True} | TRUE | 0 | 0 | 0 | 0 | {'branch_real_power_flow[L21-1521]': -2.1449446054848824, 'branch_voltage_angle_difference[L21-1521]': -0.05340912067657357}
t-1 | dcopf | 4 | branch_KVL_DCOPF[L22-1524] | L22-1524 | {'dcopf': True, 'ieee_24bus_G04': True} | TRUE | 0 | 0 | 0 | 0 | {'branch_real_power_flow[L22-1524]': 0.1400213354030101, 'branch_voltage_angle_difference[L22-1524]': 0.007407128642819234}
t-1 | dcopf | 4 | branch_KVL_DCOPF[L23-1617] | L23-1617 | {'dcopf': True, 'ieee_24bus_G04': True} | TRUE | 0 | 0 | 0 | 0 | {'branch_real_power_flow[L23-1617]': -2.5101107890302368, 'branch_voltage_angle_difference[L23-1617]': -0.06601591375149522}
t-1 | dcopf | 4 | branch_KVL_DCOPF[L24-1619] | L24-1619 | {'dcopf': True, 'ieee_24bus_G04': True} | TRUE | 4.4409e-16 | 0 | 0 | -4.4409e-16 | {'branch_real_power_flow[L24-1619]': 2.6989821484047463, 'branch_voltage_angle_difference[L24-1619]': 0.06315618227267106}
t-1 | dcopf | 4 | branch_KVL_DCOPF[L25-1718] | L25-1718 | {'dcopf': True, 'ieee_24bus_G04': True} | TRUE | 0 | 0 | 0 | 0 | {'branch_real_power_flow[L25-1718]': -1.183302080955455, 'branch_voltage_angle_difference[L25-1718]': -0.016921219757663006}
t-1 | dcopf | 4 | branch_KVL_DCOPF[L26-1722] | L26-1722 | {'dcopf': True, 'ieee_24bus_G04': True} | TRUE | 0 | 0 | 0 | 0 | {'branch_real_power_flow[L26-1722]': -1.3268087080747812, 'branch_voltage_angle_difference[L26-1722]': -0.14183585089319412}
t-1 | dcopf | 4 | branch_KVL_DCOPF[L27-1821] | L27-1821 | {'dcopf': True, 'ieee_24bus_G04': True} | TRUE | 0 | 0 | 0 | 0 | {'branch_real_power_flow[L27-1821]': -0.6916510404777276, 'branch_voltage_angle_difference[L27-1821]': -0.009129793734306004}
t-1 | dcopf | 4 | branch_KVL_DCOPF[L28-1821] | L28-1821 | {'dcopf': True, 'ieee_24bus_G04': True} | TRUE | 0 | 0 | 0 | 0 | {'branch_real_power_flow[L28-1821]': -0.6916510404777276, 'branch_voltage_angle_difference[L28-1821]': -0.009129793734306004}
t-1 | dcopf | 4 | branch_KVL_DCOPF[L29-1920] | L29-1920 | {'dcopf': True, 'ieee_24bus_G04': True} | TRUE | 0 | 0 | 0 | 0 | {'branch_real_power_flow[L29-1920]': 0.22449107420237313, 'branch_voltage_angle_difference[L29-1920]': 0.004557168806308174}
t-1 | dcopf | 4 | branch_KVL_DCOPF[L30-1920] | L30-1920 | {'dcopf': True, 'ieee_24bus_G04': True} | TRUE | 0 | 0 | 0 | 0 | {'branch_real_power_flow[L30-1920]': 0.22449107420237313, 'branch_voltage_angle_difference[L30-1920]': 0.004557168806308174}
t-1 | dcopf | 4 | branch_KVL_DCOPF[L31-2023] | L31-2023 | {'dcopf': True, 'ieee_24bus_G04': True} | TRUE | 0 | 0 | 0 | 0 | {'branch_real_power_flow[L31-2023]': -0.5880089257976269, 'branch_voltage_angle_difference[L31-2023]': -0.006585699968933421}
t-1 | dcopf | 4 | branch_KVL_DCOPF[L32-2023] | L32-2023 | {'dcopf': True, 'ieee_24bus_G04': True} | TRUE | 0 | 0 | 0 | 0 | {'branch_real_power_flow[L32-2023]': -0.5880089257976269, 'branch_voltage_angle_difference[L32-2023]': -0.006585699968933421}
t-1 | dcopf | 4 | branch_KVL_DCOPF[L33-2122] | L33-2122 | {'dcopf': True, 'ieee_24bus_G04': True} | TRUE | 2.2204e-16 | 0 | 0 | -2.2204e-16 | {'branch_real_power_flow[L33-2122]': -1.6731912919252188, 'branch_voltage_angle_difference[L33-2122]': -0.11578483740122514}
t-1 | dcopf | 4 | branch_voltage_angle[L1-12] | L1-12 | {'dcopf': True, 'ieee_24bus_G04': True} | TRUE | -1.3878e-17 | 0 | 0 | -1.3878e-17 | {'branch_voltage_angle_difference[L1-12]': 0.014029709461491166, "bus_voltage_angle['1']": 0.28148074159440106, "bus_voltage_angle['2']": 0.2674510321329099}
t-1 | dcopf | 4 | branch_voltage_angle[L2-13] | L2-13 | {'dcopf': True, 'ieee_24bus_G04': True} | TRUE | -4.1633e-17 | 0 | 0 | -4.1633e-17 | {'branch_voltage_angle_difference[L2-13]': 0.08410324405438414, "bus_voltage_angle['1']": 0.28148074159440106, "bus_voltage_angle['3']": 0.19737749754001688}
t-1 | dcopf | 4 | branch_voltage_angle[L3-15] | L3-15 | {'dcopf': True, 'ieee_24bus_G04': True} | TRUE | -6.9389e-18 | 0 | 0 | -6.9389e-18 | {'branch_voltage_angle_difference[L3-15]': 0.05674619929064314, "bus_voltage_angle['1']": 0.28148074159440106, "bus_voltage_angle['5']": 0.22473454230375792}
t-1 | dcopf | 4 | branch_voltage_angle[L4-24] | L4-24 | {'dcopf': True, 'ieee_24bus_G04': True} | TRUE | 1.3878e-17 | 0 | 0 | -1.3878e-17 | {'branch_voltage_angle_difference[L4-24]': 0.12341889641141592, "bus_voltage_angle['2']": 0.2674510321329099, "bus_voltage_angle['4']": 0.14403213572149398}
t-1 | dcopf | 4 | branch_voltage_angle[L5-26] | L5-26 | {'dcopf': True, 'ieee_24bus_G04': True} | TRUE | 0 | 0 | 0 | 0 | {'branch_voltage_angle_difference[L5-26]': 0.16928288108213285, "bus_voltage_angle['2']": 0.2674510321329099, "bus_voltage_angle['6']": 0.09816815105077703}
t-1 | dcopf | 4 | branch_voltage_angle[L6-39] | L6-39 | {'dcopf': True, 'ieee_24bus_G04': True} | TRUE | 1.3878e-17 | 0 | 0 | -1.3878e-17 | {'branch_voltage_angle_difference[L6-39]': 0.11829910445618637, "bus_voltage_angle['3']": 0.19737749754001688, "bus_voltage_angle['9']": 0.07907839308383052}
t-1 | dcopf | 4 | branch_voltage_angle[L7-49] | L7-49 | {'dcopf': True, 'ieee_24bus_G04': True} | TRUE | 1.3878e-17 | 0 | 0 | -1.3878e-17 | {'branch_voltage_angle_difference[L7-49]': 0.06495374263766347, "bus_voltage_angle['4']": 0.14403213572149398, "bus_voltage_angle['9']": 0.07907839308383052}
t-1 | dcopf | 4 | branch_voltage_angle[L8-510] | L8-510 | {'dcopf': True, 'ieee_24bus_G04': True} | TRUE | 0 | 0 | 0 | 0 | {'branch_voltage_angle_difference[L8-510]': 0.14106083498699512, "bus_voltage_angle['5']": 0.22473454230375792, "bus_voltage_angle['10']": 0.0836737073167628}
t-1 | dcopf | 4 | branch_voltage_angle[L9-610] | L9-610 | {'dcopf': True, 'ieee_24bus_G04': True} | TRUE | 5.2042e-17 | 0 | 0 | -5.2042e-17 | {'branch_voltage_angle_difference[L9-610]': 0.014494443734014286, "bus_voltage_angle['6']": 0.09816815105077703, "bus_voltage_angle['10']": 0.0836737073167628}
t-1 | dcopf | 4 | branch_voltage_angle[L10-78] | L10-78 | {'dcopf': True, 'ieee_24bus_G04': True} | TRUE | 0 | 0 | 0 | 0 | {'branch_voltage_angle_difference[L10-78]': 0.042379999999999945, "bus_voltage_angle['7']": 0.11494605020029651, "bus_voltage_angle['8']": 0.07256605020029656}
t-1 | dcopf | 4 | branch_voltage_angle[L11-89] | L11-89 | {'dcopf': True, 'ieee_24bus_G04': True} | TRUE | -3.4694e-18 | 0 | 0 | -3.4694e-18 | {'branch_voltage_angle_difference[L11-89]': -0.006512342883533962, "bus_voltage_angle['8']": 0.07256605020029656, "bus_voltage_angle['9']": 0.07907839308383052}
t-1 | dcopf | 4 | branch_voltage_angle[L12-810] | L12-810 | {'dcopf': True, 'ieee_24bus_G04': True} | TRUE | 6.245e-17 | 0 | 0 | -6.245e-17 | {'branch_voltage_angle_difference[L12-810]': -0.01110765711646617, "bus_voltage_angle['8']": 0.07256605020029656, "bus_voltage_angle['10']": 0.0836737073167628}
t-1 | dcopf | 4 | branch_voltage_angle[L13-1113] | L13-1113 | {'dcopf': True, 'ieee_24bus_G04': True} | TRUE | -6.9389e-18 | 0 | 0 | -6.9389e-18 | {'branch_voltage_angle_difference[L13-1113]': 0.04167370731676279, "bus_voltage_angle['11']": 0.041673707316762794, "bus_voltage_angle['13']": 0.0}
t-1 | dcopf | 4 | branch_voltage_angle[L14-1114] | L14-1114 | {'dcopf': True, 'ieee_24bus_G04': True} | TRUE | 4.3368e-19 | 0 | 0 | -4.3368e-19 | {'branch_voltage_angle_difference[L14-1114]': 0.0038904222494969627, "bus_voltage_angle['11']": 0.041673707316762794, "bus_voltage_angle['14']": 0.03778328506726583}
t-1 | dcopf | 4 | branch_voltage_angle[L15-1213] | L15-1213 | {'dcopf': True, 'ieee_24bus_G04': True} | TRUE | -6.9389e-18 | 0 | 0 | -6.9389e-18 | {'branch_voltage_angle_difference[L15-1213]': 0.05735001574690328, "bus_voltage_angle['12']": 0.057350015746903286, "bus_voltage_angle['13']": 0.0}
t-1 | dcopf | 4 | branch_voltage_angle[L16-1223] | L16-1223 | {'dcopf': True, 'ieee_24bus_G04': True} | TRUE | 6.9389e-18 | 0 | 0 | -6.9389e-18 | {'branch_voltage_angle_difference[L16-1223]': -0.05941094493284918, "bus_voltage_angle['12']": 0.057350015746903286, "bus_voltage_angle['23']": 0.11676096067975247}
t-1 | dcopf | 4 | branch_voltage_angle[L17-1323] | L17-1323 | {'dcopf': True, 'ieee_24bus_G04': True} | TRUE | 0 | 0 | 0 | 0 | {'branch_voltage_angle_difference[L17-1323]': -0.11676096067975247, "bus_voltage_angle['13']": 0.0, "bus_voltage_angle['23']": 0.11676096067975247}
t-1 | dcopf | 4 | branch_voltage_angle[L18-1416] | L18-1416 | {'dcopf': True, 'ieee_24bus_G04': True} | TRUE | 2.7756e-17 | 0 | 0 | -2.7756e-17 | {'branch_voltage_angle_difference[L18-1416]': -0.14010532672253243, "bus_voltage_angle['14']": 0.03778328506726583, "bus_voltage_angle['16']": 0.17788861178979828}
t-1 | dcopf | 4 | branch_voltage_angle[L19-1516] | L19-1516 | {'dcopf': True, 'ieee_24bus_G04': True} | TRUE | 0 | 0 | 0 | 0 | {'branch_voltage_angle_difference[L19-1516]': 0.03865780656689069, "bus_voltage_angle['15']": 0.21654641835668897, "bus_voltage_angle['16']": 0.17788861178979828}
t-1 | dcopf | 4 | branch_voltage_angle[L20-1521] | L20-1521 | {'dcopf': True, 'ieee_24bus_G04': True} | TRUE | -2.0817e-17 | 0 | 0 | -2.0817e-17 | {'branch_voltage_angle_difference[L20-1521]': -0.05340912067657357, "bus_voltage_angle['15']": 0.21654641835668897, "bus_voltage_angle['21']": 0.2699555390332625}
t-1 | dcopf | 4 | branch_voltage_angle[L21-1521] | L21-1521 | {'dcopf': True, 'ieee_24bus_G04': True} | TRUE | -2.0817e-17 | 0 | 0 | -2.0817e-17 | {'branch_voltage_angle_difference[L21-1521]': -0.05340912067657357, "bus_voltage_angle['15']": 0.21654641835668897, "bus_voltage_angle['21']": 0.2699555390332625}
t-1 | dcopf | 4 | branch_voltage_angle[L22-1524] | L22-1524 | {'dcopf': True, 'ieee_24bus_G04': True} | TRUE | 6.9389e-18 | 0 | 0 | -6.9389e-18 | {'branch_voltage_angle_difference[L22-1524]': 0.007407128642819234, "bus_voltage_angle['15']": 0.21654641835668897, "bus_voltage_angle['24']": 0.20913928971386975}
t-1 | dcopf | 4 | branch_voltage_angle[L23-1617] | L23-1617 | {'dcopf': True, 'ieee_24bus_G04': True} | TRUE | -1.3878e-17 | 0 | 0 | -1.3878e-17 | {'branch_voltage_angle_difference[L23-1617]': -0.06601591375149522, "bus_voltage_angle['16']": 0.17788861178979828, "bus_voltage_angle['17']": 0.2439045255412935}
t-1 | dcopf | 4 | branch_voltage_angle[L24-1619] | L24-1619 | {'dcopf': True, 'ieee_24bus_G04': True} | TRUE | 0 | 0 | 0 | 0 | {'branch_voltage_angle_difference[L24-1619]': 0.06315618227267106, "bus_voltage_angle['16']": 0.17788861178979828, "bus_voltage_angle['19']": 0.11473242951712723}
t-1 | dcopf | 4 | branch_voltage_angle[L25-1718] | L25-1718 | {'dcopf': True, 'ieee_24bus_G04': True} | TRUE | 2.4286e-17 | 0 | 0 | -2.4286e-17 | {'branch_voltage_angle_difference[L25-1718]': -0.016921219757663006, "bus_voltage_angle['17']": 0.2439045255412935, "bus_voltage_angle['18']": 0.2608257452989565}
t-1 | dcopf | 4 | branch_voltage_angle[L26-1722] | L26-1722 | {'dcopf': True, 'ieee_24bus_G04': True} | TRUE | 0 | 0 | 0 | 0 | {'branch_voltage_angle_difference[L26-1722]': -0.14183585089319412, "bus_voltage_angle['17']": 0.2439045255412935, "bus_voltage_angle['22']": 0.3857403764344876}
t-1 | dcopf | 4 | branch_voltage_angle[L27-1821] | L27-1821 | {'dcopf': True, 'ieee_24bus_G04': True} | TRUE | -1.7347e-18 | 0 | 0 | -1.7347e-18 | {'branch_voltage_angle_difference[L27-1821]': -0.009129793734306004, "bus_voltage_angle['18']": 0.2608257452989565, "bus_voltage_angle['21']": 0.2699555390332625}
t-1 | dcopf | 4 | branch_voltage_angle[L28-1821] | L28-1821 | {'dcopf': True, 'ieee_24bus_G04': True} | TRUE | -1.7347e-18 | 0 | 0 | -1.7347e-18 | {'branch_voltage_angle_difference[L28-1821]': -0.009129793734306004, "bus_voltage_angle['18']": 0.2608257452989565, "bus_voltage_angle['21']": 0.2699555390332625}
t-1 | dcopf | 4 | branch_voltage_angle[L29-1920] | L29-1920 | {'dcopf': True, 'ieee_24bus_G04': True} | TRUE | 8.6736e-19 | 0 | 0 | -8.6736e-19 | {'branch_voltage_angle_difference[L29-1920]': 0.004557168806308174, "bus_voltage_angle['19']": 0.11473242951712723, "bus_voltage_angle['20']": 0.11017526071081905}
t-1 | dcopf | 4 | branch_voltage_angle[L30-1920] | L30-1920 | {'dcopf': True, 'ieee_24bus_G04': True} | TRUE | 8.6736e-19 | 0 | 0 | -8.6736e-19 | {'branch_voltage_angle_difference[L30-1920]': 0.004557168806308174, "bus_voltage_angle['19']": 0.11473242951712723, "bus_voltage_angle['20']": 0.11017526071081905}
t-1 | dcopf | 4 | branch_voltage_angle[L31-2023] | L31-2023 | {'dcopf': True, 'ieee_24bus_G04': True} | TRUE | -8.6736e-19 | 0 | 0 | -8.6736e-19 | {'branch_voltage_angle_difference[L31-2023]': -0.006585699968933421, "bus_voltage_angle['20']": 0.11017526071081905, "bus_voltage_angle['23']": 0.11676096067975247}
t-1 | dcopf | 4 | branch_voltage_angle[L32-2023] | L32-2023 | {'dcopf': True, 'ieee_24bus_G04': True} | TRUE | -8.6736e-19 | 0 | 0 | -8.6736e-19 | {'branch_voltage_angle_difference[L32-2023]': -0.006585699968933421, "bus_voltage_angle['20']": 0.11017526071081905, "bus_voltage_angle['23']": 0.11676096067975247}
t-1 | dcopf | 4 | branch_voltage_angle[L33-2122] | L33-2122 | {'dcopf': True, 'ieee_24bus_G04': True} | TRUE | -5.5511e-17 | 0 | 0 | -5.5511e-17 | {'branch_voltage_angle_difference[L33-2122]': -0.11578483740122514, "bus_voltage_angle['21']": 0.2699555390332625, "bus_voltage_angle['22']": 0.3857403764344876}
t-1 | dcopf | 4 | transformer_2W_KVL_DCOPF[T1-324] | T1-324 | {'dcopf': True, 'ieee_24bus_G04': True} | TRUE | 0 | 0 | 0 | 0 | {'transformer_2W_real_power_flow[T1-324]': -0.1400213354030101, 'transformer_2W_voltage_angle_difference[T1-324]': -0.011761792173852849}
t-1 | dcopf | 4 | transformer_2W_KVL_DCOPF[T2-911] | T2-911 | {'dcopf': True, 'ieee_24bus_G04': True} | TRUE | 0 | 0 | 0 | 0 | {'transformer_2W_real_power_flow[T2-911]': 0.4452938781793785, 'transformer_2W_voltage_angle_difference[T2-911]': 0.0374046857670678}
t-1 | dcopf | 4 | transformer_2W_KVL_DCOPF[T3-912] | T3-912 | {'dcopf': True, 'ieee_24bus_G04': True} | TRUE | 5.5511e-17 | 0 | 0 | -5.5511e-17 | {'transformer_2W_real_power_flow[T3-912]': 0.25867115877294333, 'transformer_2W_voltage_angle_difference[T3-912]': 0.02172837733692724}
t-1 | dcopf | 4 | transformer_2W_KVL_DCOPF[T4-1011] | T4-1011 | {'dcopf': True, 'ieee_24bus_G04': True} | TRUE | 5.5511e-17 | 0 | 0 | -5.5511e-17 | {'transformer_2W_real_power_flow[T4-1011]': 0.5, 'transformer_2W_voltage_angle_difference[T4-1011]': 0.042}
t-1 | dcopf | 4 | transformer_2W_KVL_DCOPF[T5-1012] | T5-1012 | {'dcopf': True, 'ieee_24bus_G04': True} | TRUE | 0 | 0 | 0 | 0 | {'transformer_2W_real_power_flow[T5-1012]': 0.31337728059356557, 'transformer_2W_voltage_angle_difference[T5-1012]': 0.02632369156985951}
t-1 | dcopf | 4 | transformer_2W_voltage_angle[T1-324] | T1-324 | {'dcopf': True, 'ieee_24bus_G04': True} | TRUE | 2.0817e-17 | 0 | 0 | -2.0817e-17 | {'transformer_2W_voltage_angle_difference[T1-324]': -0.011761792173852849, "bus_voltage_angle['3']": 0.19737749754001688, "bus_voltage_angle['24']": 0.20913928971386975}
t-1 | dcopf | 4 | transformer_2W_voltage_angle[T2-911] | T2-911 | {'dcopf': True, 'ieee_24bus_G04': True} | TRUE | 6.9389e-17 | 0 | 0 | -6.9389e-17 | {'transformer_2W_voltage_angle_difference[T2-911]': 0.0374046857670678, "bus_voltage_angle['9']": 0.07907839308383052, "bus_voltage_angle['11']": 0.041673707316762794}
t-1 | dcopf | 4 | transformer_2W_voltage_angle[T3-912] | T3-912 | {'dcopf': True, 'ieee_24bus_G04': True} | TRUE | 3.4694e-18 | 0 | 0 | -3.4694e-18 | {'transformer_2W_voltage_angle_difference[T3-912]': 0.02172837733692724, "bus_voltage_angle['9']": 0.07907839308383052, "bus_voltage_angle['12']": 0.057350015746903286}
t-1 | dcopf | 4 | transformer_2W_voltage_angle[T4-1011] | T4-1011 | {'dcopf': True, 'ieee_24bus_G04': True} | TRUE | 0 | 0 | 0 | 0 | {'transformer_2W_voltage_angle_difference[T4-1011]': 0.042, "bus_voltage_angle['10']": 0.0836737073167628, "bus_voltage_angle['11']": 0.041673707316762794}
t-1 | dcopf | 4 | transformer_2W_voltage_angle[T5-1012] | T5-1012 | {'dcopf': True, 'ieee_24bus_G04': True} | TRUE | 0 | 0 | 0 | 0 | {'transformer_2W_voltage_angle_difference[T5-1012]': 0.02632369156985951, "bus_voltage_angle['10']": 0.0836737073167628, "bus_voltage_angle['12']": 0.057350015746903286}
t-1 | dcopf | 4 | voltage_ref_bus['13'] | 13 | {'dcopf': True, 'ieee_24bus_G04': True} | TRUE | 0 | 0 | 0 | 0 | {"bus_voltage_angle['13']": 0.0}
t-1 | dcopf | 4 | branch_real_power_flow_UB[L1-12] | L1-12 | {'dcopf': True, 'ieee_24bus_G04': True} | TRUE | 0.96094 |  | 2.5 | 1.5391 | {'branch_real_power_flow[L1-12]': 0.9609390042117237}
t-1 | dcopf | 4 | branch_real_power_flow_UB[L2-13] | L2-13 | {'dcopf': True, 'ieee_24bus_G04': True} | TRUE | 0.37329 |  | 2.5 | 2.1267 | {'branch_real_power_flow[L2-13]': 0.37329446983747955}
t-1 | dcopf | 4 | branch_real_power_flow_UB[L3-15] | L3-15 | {'dcopf': True, 'ieee_24bus_G04': True} | TRUE | 0.62565 |  | 2.5 | 1.8744 | {'branch_real_power_flow[L3-15]': 0.6256471807127137}
t-1 | dcopf | 4 | branch_real_power_flow_UB[L4-24] | L4-24 | {'dcopf': True, 'ieee_24bus_G04': True} | TRUE | 0.91017 |  | 2.5 | 1.5898 | {'branch_real_power_flow[L4-24]': 0.9101688525915628}
t-1 | dcopf | 4 | branch_real_power_flow_UB[L5-26] | L5-26 | {'dcopf': True, 'ieee_24bus_G04': True} | TRUE | 0.82577 |  | 2.5 | 1.6742 | {'branch_real_power_flow[L5-26]': 0.8257701516201602}
t-1 | dcopf | 4 | branch_real_power_flow_UB[L6-39] | L6-39 | {'dcopf': True, 'ieee_24bus_G04': True} | TRUE | 0.93076 |  | 2.5 | 1.5692 | {'branch_real_power_flow[L6-39]': 0.9307561326214506}
t-1 | dcopf | 4 | branch_real_power_flow_UB[L7-49] | L7-49 | {'dcopf': True, 'ieee_24bus_G04': True} | TRUE | 0.58517 |  | 2.5 | 1.9148 | {'branch_real_power_flow[L7-49]': 0.5851688525915628}
t-1 | dcopf | 4 | branch_real_power_flow_UB[L8-510] | L8-510 | {'dcopf': True, 'ieee_24bus_G04': True} | TRUE | 1.5006 |  | 2.5 | 0.99935 | {'branch_real_power_flow[L8-510]': 1.500647180712714}
t-1 | dcopf | 4 | branch_real_power_flow_UB[L9-610] | L9-610 | {'dcopf': True, 'ieee_24bus_G04': True} | TRUE | 0.22577 |  | 2.5 | 2.2742 | {'branch_real_power_flow[L9-610]': 0.22577015162016023}
t-1 | dcopf | 4 | branch_real_power_flow_UB[L10-78] | L10-78 | {'dcopf': True, 'ieee_24bus_G04': True} | TRUE | 0.65 |  | 1 | 0.35 | {'branch_real_power_flow[L10-78]': 0.6499999999999992}
t-1 | dcopf | 4 | branch_real_power_flow_UB[L11-89] | L11-89 | {'dcopf': True, 'ieee_24bus_G04': True} | TRUE | -0.03696 |  | 2.5 | 2.537 | {'branch_real_power_flow[L11-89]': -0.03695994826069218}
t-1 | dcopf | 4 | branch_real_power_flow_UB[L12-810] | L12-810 | {'dcopf': True, 'ieee_24bus_G04': True} | TRUE | -0.06304 |  | 2.5 | 2.563 | {'branch_real_power_flow[L12-810]': -0.06304005173930857}
t-1 | dcopf | 4 | branch_real_power_flow_UB[L13-1113] | L13-1113 | {'dcopf': True, 'ieee_24bus_G04': True} | TRUE | 0.85397 |  | 5 | 4.146 | {'branch_real_power_flow[L13-1113]': 0.8539694122287457}
t-1 | dcopf | 4 | branch_real_power_flow_UB[L14-1114] | L14-1114 | {'dcopf': True, 'ieee_24bus_G04': True} | TRUE | 0.091324 |  | 5 | 4.9087 | {'branch_real_power_flow[L14-1114]': 0.09132446595063293}
t-1 | dcopf | 4 | branch_real_power_flow_UB[L15-1213] | L15-1213 | {'dcopf': True, 'ieee_24bus_G04': True} | TRUE | 1.1752 |  | 5 | 3.8248 | {'branch_real_power_flow[L15-1213]': 1.1752052407152311}
t-1 | dcopf | 4 | branch_real_power_flow_UB[L16-1223] | L16-1223 | {'dcopf': True, 'ieee_24bus_G04': True} | TRUE | -0.60316 |  | 5 | 5.6032 | {'branch_real_power_flow[L16-1223]': -0.6031568013487226}
t-1 | dcopf | 4 | branch_real_power_flow_UB[L17-1323] | L17-1323 | {'dcopf': True, 'ieee_24bus_G04': True} | TRUE | -1.3208 |  | 5 | 6.3208 | {'branch_real_power_flow[L17-1323]': -1.3208253470560234}
t-1 | dcopf | 4 | branch_real_power_flow_UB[L18-1416] | L18-1416 | {'dcopf': True, 'ieee_24bus_G04': True} | TRUE | -2.3587 |  | 5 | 7.3587 | {'branch_real_power_flow[L18-1416]': -2.3586755340493673}
t-1 | dcopf | 4 | branch_real_power_flow_UB[L19-1516] | L19-1516 | {'dcopf': True, 'ieee_24bus_G04': True} | TRUE | 2.2475 |  | 5 | 2.7525 | {'branch_real_power_flow[L19-1516]': 2.2475468934238774}
t-1 | dcopf | 4 | branch_real_power_flow_UB[L20-1521] | L20-1521 | {'dcopf': True, 'ieee_24bus_G04': True} | TRUE | -2.1449 |  | 5 | 7.1449 | {'branch_real_power_flow[L20-1521]': -2.1449446054848824}
t-1 | dcopf | 4 | branch_real_power_flow_UB[L21-1521] | L21-1521 | {'dcopf': True, 'ieee_24bus_G04': True} | TRUE | -2.1449 |  | 5 | 7.1449 | {'branch_real_power_flow[L21-1521]': -2.1449446054848824}
t-1 | dcopf | 4 | branch_real_power_flow_UB[L22-1524] | L22-1524 | {'dcopf': True, 'ieee_24bus_G04': True} | TRUE | 0.14002 |  | 5 | 4.86 | {'branch_real_power_flow[L22-1524]': 0.1400213354030101}
t-1 | dcopf | 4 | branch_real_power_flow_UB[L23-1617] | L23-1617 | {'dcopf': True, 'ieee_24bus_G04': True} | TRUE | -2.5101 |  | 5 | 7.5101 | {'branch_real_power_flow[L23-1617]': -2.5101107890302368}
t-1 | dcopf | 4 | branch_real_power_flow_UB[L24-1619] | L24-1619 | {'dcopf': True, 'ieee_24bus_G04': True} | TRUE | 2.699 |  | 5 | 2.301 | {'branch_real_power_flow[L24-1619]': 2.6989821484047463}
t-1 | dcopf | 4 | branch_real_power_flow_UB[L25-1718] | L25-1718 | {'dcopf': True, 'ieee_24bus_G04': True} | TRUE | -1.1833 |  | 5 | 6.1833 | {'branch_real_power_flow[L25-1718]': -1.183302080955455}
t-1 | dcopf | 4 | branch_real_power_flow_UB[L26-1722] | L26-1722 | {'dcopf': True, 'ieee_24bus_G04': True} | TRUE | -1.3268 |  | 5 | 6.3268 | {'branch_real_power_flow[L26-1722]': -1.3268087080747812}
t-1 | dcopf | 4 | branch_real_power_flow_UB[L27-1821] | L27-1821 | {'dcopf': True, 'ieee_24bus_G04': True} | TRUE | -0.69165 |  | 5 | 5.6917 | {'branch_real_power_flow[L27-1821]': -0.6916510404777276}
t-1 | dcopf | 4 | branch_real_power_flow_UB[L28-1821] | L28-1821 | {'dcopf': True, 'ieee_24bus_G04': True} | TRUE | -0.69165 |  | 5 | 5.6917 | {'branch_real_power_flow[L28-1821]': -0.6916510404777276}
t-1 | dcopf | 4 | branch_real_power_flow_UB[L29-1920] | L29-1920 | {'dcopf': True, 'ieee_24bus_G04': True} | TRUE | 0.22449 |  | 5 | 4.7755 | {'branch_real_power_flow[L29-1920]': 0.22449107420237313}
t-1 | dcopf | 4 | branch_real_power_flow_UB[L30-1920] | L30-1920 | {'dcopf': True, 'ieee_24bus_G04': True} | TRUE | 0.22449 |  | 5 | 4.7755 | {'branch_real_power_flow[L30-1920]': 0.22449107420237313}
t-1 | dcopf | 4 | branch_real_power_flow_UB[L31-2023] | L31-2023 | {'dcopf': True, 'ieee_24bus_G04': True} | TRUE | -0.58801 |  | 5 | 5.588 | {'branch_real_power_flow[L31-2023]': -0.5880089257976269}
t-1 | dcopf | 4 | branch_real_power_flow_UB[L32-2023] | L32-2023 | {'dcopf': True, 'ieee_24bus_G04': True} | TRUE | -0.58801 |  | 5 | 5.588 | {'branch_real_power_flow[L32-2023]': -0.5880089257976269}
t-1 | dcopf | 4 | branch_real_power_flow_UB[L33-2122] | L33-2122 | {'dcopf': True, 'ieee_24bus_G04': True} | TRUE | -1.6732 |  | 5 | 6.6732 | {'branch_real_power_flow[L33-2122]': -1.6731912919252188}
t-1 | dcopf | 4 | branch_real_power_flow_UB_reverse[L1-12] | L1-12 | {'dcopf': True, 'ieee_24bus_G04': True} | TRUE | 0.96094 | -2.5 |  | 3.4609 | {'branch_real_power_flow[L1-12]': 0.9609390042117237}
t-1 | dcopf | 4 | branch_real_power_flow_UB_reverse[L2-13] | L2-13 | {'dcopf': True, 'ieee_24bus_G04': True} | TRUE | 0.37329 | -2.5 |  | 2.8733 | {'branch_real_power_flow[L2-13]': 0.37329446983747955}
t-1 | dcopf | 4 | branch_real_power_flow_UB_reverse[L3-15] | L3-15 | {'dcopf': True, 'ieee_24bus_G04': True} | TRUE | 0.62565 | -2.5 |  | 3.1256 | {'branch_real_power_flow[L3-15]': 0.6256471807127137}
t-1 | dcopf | 4 | branch_real_power_flow_UB_reverse[L4-24] | L4-24 | {'dcopf': True, 'ieee_24bus_G04': True} | TRUE | 0.91017 | -2.5 |  | 3.4102 | {'branch_real_power_flow[L4-24]': 0.9101688525915628}
t-1 | dcopf | 4 | branch_real_power_flow_UB_reverse[L5-26] | L5-26 | {'dcopf': True, 'ieee_24bus_G04': True} | TRUE | 0.82577 | -2.5 |  | 3.3258 | {'branch_real_power_flow[L5-26]': 0.8257701516201602}
t-1 | dcopf | 4 | branch_real_power_flow_UB_reverse[L6-39] | L6-39 | {'dcopf': True, 'ieee_24bus_G04': True} | TRUE | 0.93076 | -2.5 |  | 3.4308 | {'branch_real_power_flow[L6-39]': 0.9307561326214506}
t-1 | dcopf | 4 | branch_real_power_flow_UB_reverse[L7-49] | L7-49 | {'dcopf': True, 'ieee_24bus_G04': True} | TRUE | 0.58517 | -2.5 |  | 3.0852 | {'branch_real_power_flow[L7-49]': 0.5851688525915628}
t-1 | dcopf | 4 | branch_real_power_flow_UB_reverse[L8-510] | L8-510 | {'dcopf': True, 'ieee_24bus_G04': True} | TRUE | 1.5006 | -2.5 |  | 4.0006 | {'branch_real_power_flow[L8-510]': 1.500647180712714}
t-1 | dcopf | 4 | branch_real_power_flow_UB_reverse[L9-610] | L9-610 | {'dcopf': True, 'ieee_24bus_G04': True} | TRUE | 0.22577 | -2.5 |  | 2.7258 | {'branch_real_power_flow[L9-610]': 0.22577015162016023}
t-1 | dcopf | 4 | branch_real_power_flow_UB_reverse[L10-78] | L10-78 | {'dcopf': True, 'ieee_24bus_G04': True} | TRUE | 0.65 | -1 |  | 1.65 | {'branch_real_power_flow[L10-78]': 0.6499999999999992}
t-1 | dcopf | 4 | branch_real_power_flow_UB_reverse[L11-89] | L11-89 | {'dcopf': True, 'ieee_24bus_G04': True} | TRUE | -0.03696 | -2.5 |  | 2.463 | {'branch_real_power_flow[L11-89]': -0.03695994826069218}
t-1 | dcopf | 4 | branch_real_power_flow_UB_reverse[L12-810] | L12-810 | {'dcopf': True, 'ieee_24bus_G04': True} | TRUE | -0.06304 | -2.5 |  | 2.437 | {'branch_real_power_flow[L12-810]': -0.06304005173930857}
t-1 | dcopf | 4 | branch_real_power_flow_UB_reverse[L13-1113] | L13-1113 | {'dcopf': True, 'ieee_24bus_G04': True} | TRUE | 0.85397 | -5 |  | 5.854 | {'branch_real_power_flow[L13-1113]': 0.8539694122287457}
t-1 | dcopf | 4 | branch_real_power_flow_UB_reverse[L14-1114] | L14-1114 | {'dcopf': True, 'ieee_24bus_G04': True} | TRUE | 0.091324 | -5 |  | 5.0913 | {'branch_real_power_flow[L14-1114]': 0.09132446595063293}
t-1 | dcopf | 4 | branch_real_power_flow_UB_reverse[L15-1213] | L15-1213 | {'dcopf': True, 'ieee_24bus_G04': True} | TRUE | 1.1752 | -5 |  | 6.1752 | {'branch_real_power_flow[L15-1213]': 1.1752052407152311}
t-1 | dcopf | 4 | branch_real_power_flow_UB_reverse[L16-1223] | L16-1223 | {'dcopf': True, 'ieee_24bus_G04': True} | TRUE | -0.60316 | -5 |  | 4.3968 | {'branch_real_power_flow[L16-1223]': -0.6031568013487226}
t-1 | dcopf | 4 | branch_real_power_flow_UB_reverse[L17-1323] | L17-1323 | {'dcopf': True, 'ieee_24bus_G04': True} | TRUE | -1.3208 | -5 |  | 3.6792 | {'branch_real_power_flow[L17-1323]': -1.3208253470560234}
t-1 | dcopf | 4 | branch_real_power_flow_UB_reverse[L18-1416] | L18-1416 | {'dcopf': True, 'ieee_24bus_G04': True} | TRUE | -2.3587 | -5 |  | 2.6413 | {'branch_real_power_flow[L18-1416]': -2.3586755340493673}
t-1 | dcopf | 4 | branch_real_power_flow_UB_reverse[L19-1516] | L19-1516 | {'dcopf': True, 'ieee_24bus_G04': True} | TRUE | 2.2475 | -5 |  | 7.2475 | {'branch_real_power_flow[L19-1516]': 2.2475468934238774}
t-1 | dcopf | 4 | branch_real_power_flow_UB_reverse[L20-1521] | L20-1521 | {'dcopf': True, 'ieee_24bus_G04': True} | TRUE | -2.1449 | -5 |  | 2.8551 | {'branch_real_power_flow[L20-1521]': -2.1449446054848824}
t-1 | dcopf | 4 | branch_real_power_flow_UB_reverse[L21-1521] | L21-1521 | {'dcopf': True, 'ieee_24bus_G04': True} | TRUE | -2.1449 | -5 |  | 2.8551 | {'branch_real_power_flow[L21-1521]': -2.1449446054848824}
t-1 | dcopf | 4 | branch_real_power_flow_UB_reverse[L22-1524] | L22-1524 | {'dcopf': True, 'ieee_24bus_G04': True} | TRUE | 0.14002 | -5 |  | 5.14 | {'branch_real_power_flow[L22-1524]': 0.1400213354030101}
t-1 | dcopf | 4 | branch_real_power_flow_UB_reverse[L23-1617] | L23-1617 | {'dcopf': True, 'ieee_24bus_G04': True} | TRUE | -2.5101 | -5 |  | 2.4899 | {'branch_real_power_flow[L23-1617]': -2.5101107890302368}
t-1 | dcopf | 4 | branch_real_power_flow_UB_reverse[L24-1619] | L24-1619 | {'dcopf': True, 'ieee_24bus_G04': True} | TRUE | 2.699 | -5 |  | 7.699 | {'branch_real_power_flow[L24-1619]': 2.6989821484047463}
t-1 | dcopf | 4 | branch_real_power_flow_UB_reverse[L25-1718] | L25-1718 | {'dcopf': True, 'ieee_24bus_G04': True} | TRUE | -1.1833 | -5 |  | 3.8167 | {'branch_real_power_flow[L25-1718]': -1.183302080955455}
t-1 | dcopf | 4 | branch_real_power_flow_UB_reverse[L26-1722] | L26-1722 | {'dcopf': True, 'ieee_24bus_G04': True} | TRUE | -1.3268 | -5 |  | 3.6732 | {'branch_real_power_flow[L26-1722]': -1.3268087080747812}
t-1 | dcopf | 4 | branch_real_power_flow_UB_reverse[L27-1821] | L27-1821 | {'dcopf': True, 'ieee_24bus_G04': True} | TRUE | -0.69165 | -5 |  | 4.3083 | {'branch_real_power_flow[L27-1821]': -0.6916510404777276}
t-1 | dcopf | 4 | branch_real_power_flow_UB_reverse[L28-1821] | L28-1821 | {'dcopf': True, 'ieee_24bus_G04': True} | TRUE | -0.69165 | -5 |  | 4.3083 | {'branch_real_power_flow[L28-1821]': -0.6916510404777276}
t-1 | dcopf | 4 | branch_real_power_flow_UB_reverse[L29-1920] | L29-1920 | {'dcopf': True, 'ieee_24bus_G04': True} | TRUE | 0.22449 | -5 |  | 5.2245 | {'branch_real_power_flow[L29-1920]': 0.22449107420237313}
t-1 | dcopf | 4 | branch_real_power_flow_UB_reverse[L30-1920] | L30-1920 | {'dcopf': True, 'ieee_24bus_G04': True} | TRUE | 0.22449 | -5 |  | 5.2245 | {'branch_real_power_flow[L30-1920]': 0.22449107420237313}
t-1 | dcopf | 4 | branch_real_power_flow_UB_reverse[L31-2023] | L31-2023 | {'dcopf': True, 'ieee_24bus_G04': True} | TRUE | -0.58801 | -5 |  | 4.412 | {'branch_real_power_flow[L31-2023]': -0.5880089257976269}
t-1 | dcopf | 4 | branch_real_power_flow_UB_reverse[L32-2023] | L32-2023 | {'dcopf': True, 'ieee_24bus_G04': True} | TRUE | -0.58801 | -5 |  | 4.412 | {'branch_real_power_flow[L32-2023]': -0.5880089257976269}
t-1 | dcopf | 4 | branch_real_power_flow_UB_reverse[L33-2122] | L33-2122 | {'dcopf': True, 'ieee_24bus_G04': True} | TRUE | -1.6732 | -5 |  | 3.3268 | {'branch_real_power_flow[L33-2122]': -1.6731912919252188}
t-1 | dcopf | 4 | transformer_2W_real_power_flow_UB[T1-324] | T1-324 | {'dcopf': True, 'ieee_24bus_G04': True} | TRUE | -0.14002 |  | 0.5 | 0.64002 | {'transformer_2W_real_power_flow[T1-324]': -0.1400213354030101}
t-1 | dcopf | 4 | transformer_2W_real_power_flow_UB[T2-911] | T2-911 | {'dcopf': True, 'ieee_24bus_G04': True} | TRUE | 0.44529 |  | 0.5 | 0.054706 | {'transformer_2W_real_power_flow[T2-911]': 0.4452938781793785}
t-1 | dcopf | 4 | transformer_2W_real_power_flow_UB[T3-912] | T3-912 | {'dcopf': True, 'ieee_24bus_G04': True} | TRUE | 0.25867 |  | 0.5 | 0.24133 | {'transformer_2W_real_power_flow[T3-912]': 0.25867115877294333}
t-1 | dcopf | 4 | transformer_2W_real_power_flow_UB[T4-1011] | T4-1011 | {'dcopf': True, 'ieee_24bus_G04': True} | TRUE | 0.5 |  | 0.5 | 0 | {'transformer_2W_real_power_flow[T4-1011]': 0.5}
t-1 | dcopf | 4 | transformer_2W_real_power_flow_UB[T5-1012] | T5-1012 | {'dcopf': True, 'ieee_24bus_G04': True} | TRUE | 0.31338 |  | 0.5 | 0.18662 | {'transformer_2W_real_power_flow[T5-1012]': 0.31337728059356557}
t-1 | dcopf | 4 | transformer_2W_real_power_flow_UB_reverse[T1-324] | T1-324 | {'dcopf': True, 'ieee_24bus_G04': True} | TRUE | -0.14002 | -0.5 |  | 0.35998 | {'transformer_2W_real_power_flow[T1-324]': -0.1400213354030101}
t-1 | dcopf | 4 | transformer_2W_real_power_flow_UB_reverse[T2-911] | T2-911 | {'dcopf': True, 'ieee_24bus_G04': True} | TRUE | 0.44529 | -0.5 |  | 0.94529 | {'transformer_2W_real_power_flow[T2-911]': 0.4452938781793785}
t-1 | dcopf | 4 | transformer_2W_real_power_flow_UB_reverse[T3-912] | T3-912 | {'dcopf': True, 'ieee_24bus_G04': True} | TRUE | 0.25867 | -0.5 |  | 0.75867 | {'transformer_2W_real_power_flow[T3-912]': 0.25867115877294333}
t-1 | dcopf | 4 | transformer_2W_real_power_flow_UB_reverse[T4-1011] | T4-1011 | {'dcopf': True, 'ieee_24bus_G04': True} | TRUE | 0.5 | -0.5 |  | 1 | {'transformer_2W_real_power_flow[T4-1011]': 0.5}
t-1 | dcopf | 4 | transformer_2W_real_power_flow_UB_reverse[T5-1012] | T5-1012 | {'dcopf': True, 'ieee_24bus_G04': True} | TRUE | 0.31338 | -0.5 |  | 0.81338 | {'transformer_2W_real_power_flow[T5-1012]': 0.31337728059356557}
t-1 | dcopf | 4 | dcopf_generation_redispatch[G1] | G1 | {'dcopf': True, 'ieee_24bus_G04': True} | TRUE | 0 | 0 | 0 | 0 | {'generator_real_power_out[G1]': 0.0, 'generator_real_power_offer[G1]': 0.0, 'generator_real_power_bid[G1]': 0.0}
t-1 | dcopf | 4 | dcopf_generation_redispatch[G2] | G2 | {'dcopf': True, 'ieee_24bus_G04': True} | TRUE | 0 | 0 | 0 | 0 | {'generator_real_power_out[G2]': 0.0, 'generator_real_power_offer[G2]': 0.0, 'generator_real_power_bid[G2]': 0.0}
t-1 | dcopf | 4 | dcopf_generation_redispatch[G3] | G3 | {'dcopf': True, 'ieee_24bus_G04': True} | TRUE | 0 | 0 | 0 | 0 | {'generator_real_power_out[G3]': 0.0, 'generator_real_power_offer[G3]': 0.0, 'generator_real_power_bid[G3]': 0.0}
t-1 | dcopf | 4 | dcopf_generation_redispatch[G4] | G4 | {'dcopf': True, 'ieee_24bus_G04': True} | TRUE | 0 | 0 | 0 | 0 | {'generator_real_power_out[G4]': 0.0, 'generator_real_power_offer[G4]': 0.0, 'generator_real_power_bid[G4]': 0.0}
t-1 | dcopf | 4 | dcopf_generation_redispatch[G5] | G5 | {'dcopf': True, 'ieee_24bus_G04': True} | TRUE | 0 | 0 | 0 | 0 | {'generator_real_power_out[G5]': 0.5476790178571251, 'generator_real_power_offer[G5]': 0.5476790178571251, 'generator_real_power_bid[G5]': 0.0}
t-1 | dcopf | 4 | dcopf_generation_redispatch[G6] | G6 | {'dcopf': True, 'ieee_24bus_G04': True} | TRUE | 0 | 0 | 0 | 0 | {'generator_real_power_out[G6]': 1.55, 'generator_real_power_offer[G6]': 1.55, 'generator_real_power_bid[G6]': 0.0}
t-1 | dcopf | 4 | dcopf_generation_redispatch[G7] | G7 | {'dcopf': True, 'ieee_24bus_G04': True} | TRUE | 0 | 0 | 0 | 0 | {'generator_real_power_out[G7]': 1.55, 'generator_real_power_offer[G7]': 1.55, 'generator_real_power_bid[G7]': 0.0}
t-1 | dcopf | 4 | dcopf_generation_redispatch[G8] | G8 | {'dcopf': True, 'ieee_24bus_G04': True} | TRUE | 0 | 0 | 0 | 0 | {'generator_real_power_out[G8]': 4.0, 'generator_real_power_offer[G8]': 1.0, 'generator_real_power_bid[G8]': 0.0}
t-1 | dcopf | 4 | dcopf_generation_redispatch[G9] | G9 | {'dcopf': True, 'ieee_24bus_G04': True} | TRUE | 0 | 0 | 0 | 0 | {'generator_real_power_out[G9]': 4.0, 'generator_real_power_offer[G9]': 0.0, 'generator_real_power_bid[G9]': 0.0}
t-1 | dcopf | 4 | dcopf_generation_redispatch[G10] | G10 | {'dcopf': True, 'ieee_24bus_G04': True} | TRUE | 0 | 0 | 0 | 0 | {'generator_real_power_out[G10]': 3.0, 'generator_real_power_offer[G10]': 3.0, 'generator_real_power_bid[G10]': 0.0}
t-1 | dcopf | 4 | dcopf_generation_redispatch[G11] | G11 | {'dcopf': True, 'ieee_24bus_G04': True} | TRUE | 0 | 0 | 0 | 0 | {'generator_real_power_out[G11]': 3.1, 'generator_real_power_offer[G11]': 3.1, 'generator_real_power_bid[G11]': 0.0}
t-1 | dcopf | 4 | dcopf_generation_redispatch[G12] | G12 | {'dcopf': True, 'ieee_24bus_G04': True} | TRUE | 0 | 0 | 0 | 0 | {'generator_real_power_out[G12]': 0.0, 'generator_real_power_offer[G12]': 0.0, 'generator_real_power_bid[G12]': 0.0}
t-1 | dcopf | 4 | dcopf_generation_redispatch['W@1.1'] | W@1.1 | {'dcopf': True, 'ieee_24bus_G04': True} | TRUE | 0 | 0 | 0 | 0 | {"generator_real_power_out['W@1.1']": 1.2174403273809582, "generator_real_power_offer['W@1.1']": 0.0, "generator_real_power_bid['W@1.1']": 1.7825596726190418}
t-1 | dcopf | 4 | dcopf_generation_redispatch['W@1.2'] | W@1.2 | {'dcopf': True, 'ieee_24bus_G04': True} | TRUE | 0 | 0 | 0 | 0 | {"generator_real_power_out['W@1.2']": 1.2174403273809582, "generator_real_power_offer['W@1.2']": 0.0, "generator_real_power_bid['W@1.2']": 1.7825596726190418}
t-1 | dcopf | 4 | dcopf_generation_redispatch[W@2] | W@2 | {'dcopf': True, 'ieee_24bus_G04': True} | TRUE | 0 | 0 | 0 | 0 | {'generator_real_power_out[W@2]': 1.1999999999999993, 'generator_real_power_offer[W@2]': 0.0, 'generator_real_power_bid[W@2]': 1.8000000000000007}
t-1 | dcopf | 4 | dcopf_generation_redispatch[W@3] | W@3 | {'dcopf': True, 'ieee_24bus_G04': True} | TRUE | 0 | 0 | 0 | 0 | {'generator_real_power_out[W@3]': 1.2174403273809582, 'generator_real_power_offer[W@3]': 0.0, 'generator_real_power_bid[W@3]': 1.7825596726190418}
t-1 | dcopf | 4 | dcopf_generation_redispatch[W@5] | W@5 | {'dcopf': True, 'ieee_24bus_G04': True} | TRUE | 0 | 0 | 0 | 0 | {'generator_real_power_out[W@5]': 1.2000000000000002, 'generator_real_power_offer[W@5]': 0.0, 'generator_real_power_bid[W@5]': 1.7999999999999998}
t-1 | dcopf | 4 | dcopf_generation_redispatch[W@7] | W@7 | {'dcopf': True, 'ieee_24bus_G04': True} | TRUE | 0 | 0 | 0 | 0 | {'generator_real_power_out[W@7]': 1.1999999999999993, 'generator_real_power_offer[W@7]': 0.0, 'generator_real_power_bid[W@7]': 1.8000000000000007}
t-1 | dcopf | 4 | generator_prorata_bid_decompose[G1] | G1 | {'dcopf': True, 'ieee_24bus_G04': True} | TRUE | 0 | 0 | 0 | 0 | {'generator_real_power_bid[G1]': 0.0, 'generator_real_power_bid_nonfirm[G1]': 0.0, 'generator_real_power_bid_firm[G1]': 0.0}
t-1 | dcopf | 4 | generator_prorata_bid_decompose[G2] | G2 | {'dcopf': True, 'ieee_24bus_G04': True} | TRUE | 0 | 0 | 0 | 0 | {'generator_real_power_bid[G2]': 0.0, 'generator_real_power_bid_nonfirm[G2]': 0.0, 'generator_real_power_bid_firm[G2]': 0.0}
t-1 | dcopf | 4 | generator_prorata_bid_decompose[G3] | G3 | {'dcopf': True, 'ieee_24bus_G04': True} | TRUE | 0 | 0 | 0 | 0 | {'generator_real_power_bid[G3]': 0.0, 'generator_real_power_bid_nonfirm[G3]': 0.0, 'generator_real_power_bid_firm[G3]': 0.0}
t-1 | dcopf | 4 | generator_prorata_bid_decompose[G4] | G4 | {'dcopf': True, 'ieee_24bus_G04': True} | TRUE | 0 | 0 | 0 | 0 | {'generator_real_power_bid[G4]': 0.0, 'generator_real_power_bid_nonfirm[G4]': 0.0, 'generator_real_power_bid_firm[G4]': 0.0}
t-1 | dcopf | 4 | generator_prorata_bid_decompose[G5] | G5 | {'dcopf': True, 'ieee_24bus_G04': True} | TRUE | 0 | 0 | 0 | 0 | {'generator_real_power_bid[G5]': 0.0, 'generator_real_power_bid_nonfirm[G5]': 0.0, 'generator_real_power_bid_firm[G5]': 0.0}
t-1 | dcopf | 4 | generator_prorata_bid_decompose[G6] | G6 | {'dcopf': True, 'ieee_24bus_G04': True} | TRUE | 0 | 0 | 0 | 0 | {'generator_real_power_bid[G6]': 0.0, 'generator_real_power_bid_nonfirm[G6]': 0.0, 'generator_real_power_bid_firm[G6]': 0.0}
t-1 | dcopf | 4 | generator_prorata_bid_decompose[G7] | G7 | {'dcopf': True, 'ieee_24bus_G04': True} | TRUE | 0 | 0 | 0 | 0 | {'generator_real_power_bid[G7]': 0.0, 'generator_real_power_bid_nonfirm[G7]': 0.0, 'generator_real_power_bid_firm[G7]': 0.0}
t-1 | dcopf | 4 | generator_prorata_bid_decompose[G8] | G8 | {'dcopf': True, 'ieee_24bus_G04': True} | TRUE | 0 | 0 | 0 | 0 | {'generator_real_power_bid[G8]': 0.0, 'generator_real_power_bid_nonfirm[G8]': 0.0, 'generator_real_power_bid_firm[G8]': 0.0}
t-1 | dcopf | 4 | generator_prorata_bid_decompose[G9] | G9 | {'dcopf': True, 'ieee_24bus_G04': True} | TRUE | 0 | 0 | 0 | 0 | {'generator_real_power_bid[G9]': 0.0, 'generator_real_power_bid_nonfirm[G9]': 0.0, 'generator_real_power_bid_firm[G9]': 0.0}
t-1 | dcopf | 4 | generator_prorata_bid_decompose[G10] | G10 | {'dcopf': True, 'ieee_24bus_G04': True} | TRUE | 0 | 0 | 0 | 0 | {'generator_real_power_bid[G10]': 0.0, 'generator_real_power_bid_nonfirm[G10]': 0.0, 'generator_real_power_bid_firm[G10]': 0.0}
t-1 | dcopf | 4 | generator_prorata_bid_decompose[G11] | G11 | {'dcopf': True, 'ieee_24bus_G04': True} | TRUE | 0 | 0 | 0 | 0 | {'generator_real_power_bid[G11]': 0.0, 'generator_real_power_bid_nonfirm[G11]': 0.0, 'generator_real_power_bid_firm[G11]': 0.0}
t-1 | dcopf | 4 | generator_prorata_bid_decompose[G12] | G12 | {'dcopf': True, 'ieee_24bus_G04': True} | TRUE | 0 | 0 | 0 | 0 | {'generator_real_power_bid[G12]': 0.0, 'generator_real_power_bid_nonfirm[G12]': 0.0, 'generator_real_power_bid_firm[G12]': 0.0}
t-1 | dcopf | 4 | generator_prorata_bid_decompose['W@1.1'] | W@1.1 | {'dcopf': True, 'ieee_24bus_G04': True} | TRUE | 0 | 0 | 0 | 0 | {"generator_real_power_bid['W@1.1']": 1.7825596726190418, "generator_real_power_bid_nonfirm['W@1.1']": 1.7825596726190418, "generator_real_power_bid_firm['W@1.1']": 0.0}
t-1 | dcopf | 4 | generator_prorata_bid_decompose['W@1.2'] | W@1.2 | {'dcopf': True, 'ieee_24bus_G04': True} | TRUE | 0 | 0 | 0 | 0 | {"generator_real_power_bid['W@1.2']": 1.7825596726190418, "generator_real_power_bid_nonfirm['W@1.2']": 1.7825596726190418, "generator_real_power_bid_firm['W@1.2']": 0.0}
t-1 | dcopf | 4 | generator_prorata_bid_decompose[W@2] | W@2 | {'dcopf': True, 'ieee_24bus_G04': True} | TRUE | 6.6613e-16 | 0 | 0 | -6.6613e-16 | {'generator_real_power_bid[W@2]': 1.8000000000000007, 'generator_real_power_bid_nonfirm[W@2]': 1.8, 'generator_real_power_bid_firm[W@2]': 0.0}
t-1 | dcopf | 4 | generator_prorata_bid_decompose[W@3] | W@3 | {'dcopf': True, 'ieee_24bus_G04': True} | TRUE | 0 | 0 | 0 | 0 | {'generator_real_power_bid[W@3]': 1.7825596726190418, 'generator_real_power_bid_nonfirm[W@3]': 1.7825596726190418, 'generator_real_power_bid_firm[W@3]': 0.0}
t-1 | dcopf | 4 | generator_prorata_bid_decompose[W@5] | W@5 | {'dcopf': True, 'ieee_24bus_G04': True} | TRUE | -2.2204e-16 | 0 | 0 | -2.2204e-16 | {'generator_real_power_bid[W@5]': 1.7999999999999998, 'generator_real_power_bid_nonfirm[W@5]': 1.8, 'generator_real_power_bid_firm[W@5]': 0.0}
t-1 | dcopf | 4 | generator_prorata_bid_decompose[W@7] | W@7 | {'dcopf': True, 'ieee_24bus_G04': True} | TRUE | 6.6613e-16 | 0 | 0 | -6.6613e-16 | {'generator_real_power_bid[W@7]': 1.8000000000000007, 'generator_real_power_bid_nonfirm[W@7]': 1.8, 'generator_real_power_bid_firm[W@7]': 0.0}
t-1 | dcopf | 4 | generator_prorata_offer_bigM['W@1.1'] | W@1.1 | {'dcopf': True, 'ieee_24bus_G04': True} | TRUE | 0 |  | 0 | 0 | {"generator_real_power_offer['W@1.1']": 0.0, "generator_offer_indicator['W@1.1']": 0.0}
t-1 | dcopf | 4 | generator_prorata_offer_bigM['W@1.2'] | W@1.2 | {'dcopf': True, 'ieee_24bus_G04': True} | TRUE | 0 |  | 0 | 0 | {"generator_real_power_offer['W@1.2']": 0.0, "generator_offer_indicator['W@1.2']": 0.0}
t-1 | dcopf | 4 | generator_prorata_offer_bigM[W@2] | W@2 | {'dcopf': True, 'ieee_24bus_G04': True} | TRUE | 0 |  | 0 | 0 | {'generator_real_power_offer[W@2]': 0.0, 'generator_offer_indicator[W@2]': 0.0}
t-1 | dcopf | 4 | generator_prorata_offer_bigM[W@3] | W@3 | {'dcopf': True, 'ieee_24bus_G04': True} | TRUE | 0 |  | 0 | 0 | {'generator_real_power_offer[W@3]': 0.0, 'generator_offer_indicator[W@3]': 0.0}
t-1 | dcopf | 4 | generator_prorata_offer_bigM[W@5] | W@5 | {'dcopf': True, 'ieee_24bus_G04': True} | TRUE | 0 |  | 0 | 0 | {'generator_real_power_offer[W@5]': 0.0, 'generator_offer_indicator[W@5]': 0.0}
t-1 | dcopf | 4 | generator_prorata_offer_bigM[W@7] | W@7 | {'dcopf': True, 'ieee_24bus_G04': True} | TRUE | 0 |  | 0 | 0 | {'generator_real_power_offer[W@7]': 0.0, 'generator_offer_indicator[W@7]': 0.0}
t-1 | dcopf | 4 | generator_prorata_bid_bigM['W@1.1'] | W@1.1 | {'dcopf': True, 'ieee_24bus_G04': True} | TRUE | -1.2174 |  | 0 | 1.2174 | {"generator_real_power_bid_firm['W@1.1']": 0.0, "generator_real_power_bid_nonfirm['W@1.1']": 1.7825596726190418, "generator_offer_indicator['W@1.1']": 0.0}
t-1 | dcopf | 4 | generator_prorata_bid_bigM['W@1.2'] | W@1.2 | {'dcopf': True, 'ieee_24bus_G04': True} | TRUE | -1.2174 |  | 0 | 1.2174 | {"generator_real_power_bid_firm['W@1.2']": 0.0, "generator_real_power_bid_nonfirm['W@1.2']": 1.7825596726190418, "generator_offer_indicator['W@1.2']": 0.0}
t-1 | dcopf | 4 | generator_prorata_bid_bigM[W@2] | W@2 | {'dcopf': True, 'ieee_24bus_G04': True} | TRUE | -1.2 |  | 0 | 1.2 | {'generator_real_power_bid_firm[W@2]': 0.0, 'generator_real_power_bid_nonfirm[W@2]': 1.8, 'generator_offer_indicator[W@2]': 0.0}
t-1 | dcopf | 4 | generator_prorata_bid_bigM[W@3] | W@3 | {'dcopf': True, 'ieee_24bus_G04': True} | TRUE | -1.2174 |  | 0 | 1.2174 | {'generator_real_power_bid_firm[W@3]': 0.0, 'generator_real_power_bid_nonfirm[W@3]': 1.7825596726190418, 'generator_offer_indicator[W@3]': 0.0}
t-1 | dcopf | 4 | generator_prorata_bid_bigM[W@5] | W@5 | {'dcopf': True, 'ieee_24bus_G04': True} | TRUE | -1.2 |  | 0 | 1.2 | {'generator_real_power_bid_firm[W@5]': 0.0, 'generator_real_power_bid_nonfirm[W@5]': 1.8, 'generator_offer_indicator[W@5]': 0.0}
t-1 | dcopf | 4 | generator_prorata_bid_bigM[W@7] | W@7 | {'dcopf': True, 'ieee_24bus_G04': True} | TRUE | -1.2 |  | 0 | 1.2 | {'generator_real_power_bid_firm[W@7]': 0.0, 'generator_real_power_bid_nonfirm[W@7]': 1.8, 'generator_offer_indicator[W@7]': 0.0}
t-1 | dcopf | 4 | generator_prorata_no_offer_when_curtailed['W@1.1'] | W@1.1 | {'dcopf': True, 'ieee_24bus_G04': True} | TRUE | 0.59419 |  | 1 | 0.40581 | {"generator_offer_indicator['W@1.1']": 0.0, "generator_prorata_curtailment['W@1.1']": 0.5941865575396806}
t-1 | dcopf | 4 | generator_prorata_no_offer_when_curtailed['W@1.2'] | W@1.2 | {'dcopf': True, 'ieee_24bus_G04': True} | TRUE | 0.59419 |  | 1 | 0.40581 | {"generator_offer_indicator['W@1.2']": 0.0, "generator_prorata_curtailment['W@1.2']": 0.5941865575396806}
t-1 | dcopf | 4 | generator_prorata_no_offer_when_curtailed[W@2] | W@2 | {'dcopf': True, 'ieee_24bus_G04': True} | TRUE | 0.6 |  | 1 | 0.4 | {'generator_offer_indicator[W@2]': 0.0, 'generator_prorata_curtailment[W@2]': 0.6000000000000002}
t-1 | dcopf | 4 | generator_prorata_no_offer_when_curtailed[W@3] | W@3 | {'dcopf': True, 'ieee_24bus_G04': True} | TRUE | 0.59419 |  | 1 | 0.40581 | {'generator_offer_indicator[W@3]': 0.0, 'generator_prorata_curtailment[W@3]': 0.5941865575396806}
t-1 | dcopf | 4 | generator_prorata_no_offer_when_curtailed[W@5] | W@5 | {'dcopf': True, 'ieee_24bus_G04': True} | TRUE | 0.6 |  | 1 | 0.4 | {'generator_offer_indicator[W@5]': 0.0, 'generator_prorata_curtailment[W@5]': 0.6}
t-1 | dcopf | 4 | generator_prorata_no_offer_when_curtailed[W@7] | W@7 | {'dcopf': True, 'ieee_24bus_G04': True} | TRUE | 0.6 |  | 1 | 0.4 | {'generator_offer_indicator[W@7]': 0.0, 'generator_prorata_curtailment[W@7]': 0.6000000000000002}
t-1 | dcopf | 4 | generation_prorata_curtailment_LB['W@1.1'] | W@1.1 | {'dcopf': True, 'ieee_24bus_G04': True} | TRUE | 0 |  | 0 | 0 | {"generator_prorata_curtailment['W@1.1']": 0.5941865575396806, "generator_real_power_bid_nonfirm['W@1.1']": 1.7825596726190418, "generator_real_power_bid_firm['W@1.1']": 0.0}
t-1 | dcopf | 4 | generation_prorata_curtailment_LB['W@1.2'] | W@1.2 | {'dcopf': True, 'ieee_24bus_G04': True} | TRUE | 0 |  | 0 | 0 | {"generator_prorata_curtailment['W@1.2']": 0.5941865575396806, "generator_real_power_bid_nonfirm['W@1.2']": 1.7825596726190418, "generator_real_power_bid_firm['W@1.2']": 0.0}
t-1 | dcopf | 4 | generation_prorata_curtailment_LB[W@2] | W@2 | {'dcopf': True, 'ieee_24bus_G04': True} | TRUE | 6.6613e-16 |  | 0 | -6.6613e-16 | {'generator_prorata_curtailment[W@2]': 0.6000000000000002, 'generator_real_power_bid_nonfirm[W@2]': 1.8, 'generator_real_power_bid_firm[W@2]': 0.0}
t-1 | dcopf | 4 | generation_prorata_curtailment_LB[W@3] | W@3 | {'dcopf': True, 'ieee_24bus_G04': True} | TRUE | 0 |  | 0 | 0 | {'generator_prorata_curtailment[W@3]': 0.5941865575396806, 'generator_real_power_bid_nonfirm[W@3]': 1.7825596726190418, 'generator_real_power_bid_firm[W@3]': 0.0}
t-1 | dcopf | 4 | generation_prorata_curtailment_LB[W@5] | W@5 | {'dcopf': True, 'ieee_24bus_G04': True} | TRUE | -2.2204e-16 |  | 0 | 2.2204e-16 | {'generator_prorata_curtailment[W@5]': 0.6, 'generator_real_power_bid_nonfirm[W@5]': 1.8, 'generator_real_power_bid_firm[W@5]': 0.0}
t-1 | dcopf | 4 | generation_prorata_curtailment_LB[W@7] | W@7 | {'dcopf': True, 'ieee_24bus_G04': True} | TRUE | 6.6613e-16 |  | 0 | -6.6613e-16 | {'generator_prorata_curtailment[W@7]': 0.6000000000000002, 'generator_real_power_bid_nonfirm[W@7]': 1.8, 'generator_real_power_bid_firm[W@7]': 0.0}
t-1 | dcopf | 4 | generation_prorata_curtailment_UB['W@1.1'] | W@1.1 | {'dcopf': True, 'ieee_24bus_G04': True} | TRUE | 0 |  | 0 | 0 | {"generator_real_power_bid_nonfirm['W@1.1']": 1.7825596726190418, "generator_real_power_bid_firm['W@1.1']": 0.0, "generator_prorata_curtailment['W@1.1']": 0.5941865575396806, "generator_commitment['W@1.1']": 1.0}
t-1 | dcopf | 4 | generation_prorata_curtailment_UB['W@1.2'] | W@1.2 | {'dcopf': True, 'ieee_24bus_G04': True} | TRUE | 0 |  | 0 | 0 | {"generator_real_power_bid_nonfirm['W@1.2']": 1.7825596726190418, "generator_real_power_bid_firm['W@1.2']": 0.0, "generator_prorata_curtailment['W@1.2']": 0.5941865575396806, "generator_commitment['W@1.2']": 1.0}
t-1 | dcopf | 4 | generation_prorata_curtailment_UB[W@2] | W@2 | {'dcopf': True, 'ieee_24bus_G04': True} | TRUE | -6.6613e-16 |  | 0 | 6.6613e-16 | {'generator_real_power_bid_nonfirm[W@2]': 1.8, 'generator_real_power_bid_firm[W@2]': 0.0, 'generator_prorata_curtailment[W@2]': 0.6000000000000002, 'generator_commitment[W@2]': 1.0}
t-1 | dcopf | 4 | generation_prorata_curtailment_UB[W@3] | W@3 | {'dcopf': True, 'ieee_24bus_G04': True} | TRUE | 0 |  | 0 | 0 | {'generator_real_power_bid_nonfirm[W@3]': 1.7825596726190418, 'generator_real_power_bid_firm[W@3]': 0.0, 'generator_prorata_curtailment[W@3]': 0.5941865575396806, 'generator_commitment[W@3]': 1.0}
t-1 | dcopf | 4 | generation_prorata_curtailment_UB[W@5] | W@5 | {'dcopf': True, 'ieee_24bus_G04': True} | TRUE | 2.2204e-16 |  | 0 | -2.2204e-16 | {'generator_real_power_bid_nonfirm[W@5]': 1.8, 'generator_real_power_bid_firm[W@5]': 0.0, 'generator_prorata_curtailment[W@5]': 0.6, 'generator_commitment[W@5]': 1.0}
t-1 | dcopf | 4 | generation_prorata_curtailment_UB[W@7] | W@7 | {'dcopf': True, 'ieee_24bus_G04': True} | TRUE | -6.6613e-16 |  | 0 | 6.6613e-16 | {'generator_real_power_bid_nonfirm[W@7]': 1.8, 'generator_real_power_bid_firm[W@7]': 0.0, 'generator_prorata_curtailment[W@7]': 0.6000000000000002, 'generator_commitment[W@7]': 1.0}
t-1 | dcopf | 4 | generation_prorata_curtailment_piecewise_logic_firm[G1] | G1 | {'dcopf': True, 'ieee_24bus_G04': True} | TRUE | 0 |  | 1.52 | 1.52 | {'generator_real_power_bid_firm[G1]': 0.0}
t-1 | dcopf | 4 | generation_prorata_curtailment_piecewise_logic_firm[G2] | G2 | {'dcopf': True, 'ieee_24bus_G04': True} | TRUE | 0 |  | 1.52 | 1.52 | {'generator_real_power_bid_firm[G2]': 0.0}
t-1 | dcopf | 4 | generation_prorata_curtailment_piecewise_logic_firm[G3] | G3 | {'dcopf': True, 'ieee_24bus_G04': True} | TRUE | 0 |  | 3.5 | 3.5 | {'generator_real_power_bid_firm[G3]': 0.0}
t-1 | dcopf | 4 | generation_prorata_curtailment_piecewise_logic_firm[G4] | G4 | {'dcopf': True, 'ieee_24bus_G04': True} | TRUE | 0 |  | 5.91 | 5.91 | {'generator_real_power_bid_firm[G4]': 0.0}
t-1 | dcopf | 4 | generation_prorata_curtailment_piecewise_logic_firm[G5] | G5 | {'dcopf': True, 'ieee_24bus_G04': True} | TRUE | 0 |  | 0.6 | 0.6 | {'generator_real_power_bid_firm[G5]': 0.0}
t-1 | dcopf | 4 | generation_prorata_curtailment_piecewise_logic_firm[G6] | G6 | {'dcopf': True, 'ieee_24bus_G04': True} | TRUE | 0 |  | 1.55 | 1.55 | {'generator_real_power_bid_firm[G6]': 0.0}
t-1 | dcopf | 4 | generation_prorata_curtailment_piecewise_logic_firm[G7] | G7 | {'dcopf': True, 'ieee_24bus_G04': True} | TRUE | 0 |  | 1.55 | 1.55 | {'generator_real_power_bid_firm[G7]': 0.0}
t-1 | dcopf | 4 | generation_prorata_curtailment_piecewise_logic_firm[G8] | G8 | {'dcopf': True, 'ieee_24bus_G04': True} | TRUE | 0 |  | 4 | 4 | {'generator_real_power_bid_firm[G8]': 0.0}
t-1 | dcopf | 4 | generation_prorata_curtailment_piecewise_logic_firm[G9] | G9 | {'dcopf': True, 'ieee_24bus_G04': True} | TRUE | 0 |  | 4 | 4 | {'generator_real_power_bid_firm[G9]': 0.0}
t-1 | dcopf | 4 | generation_prorata_curtailment_piecewise_logic_firm[G10] | G10 | {'dcopf': True, 'ieee_24bus_G04': True} | TRUE | 0 |  | 3 | 3 | {'generator_real_power_bid_firm[G10]': 0.0}
t-1 | dcopf | 4 | generation_prorata_curtailment_piecewise_logic_firm[G11] | G11 | {'dcopf': True, 'ieee_24bus_G04': True} | TRUE | 0 |  | 3.1 | 3.1 | {'generator_real_power_bid_firm[G11]': 0.0}
t-1 | dcopf | 4 | generation_prorata_curtailment_piecewise_logic_firm[G12] | G12 | {'dcopf': True, 'ieee_24bus_G04': True} | TRUE | 0 |  | 3.5 | 3.5 | {'generator_real_power_bid_firm[G12]': 0.0}
t-1 | dcopf | 4 | generation_prorata_curtailment_piecewise_logic_firm['W@1.1'] | W@1.1 | {'dcopf': True, 'ieee_24bus_G04': True} | TRUE | 0 |  | 1.2 | 1.2 | {"generator_real_power_bid_firm['W@1.1']": 0.0}
t-1 | dcopf | 4 | generation_prorata_curtailment_piecewise_logic_firm['W@1.2'] | W@1.2 | {'dcopf': True, 'ieee_24bus_G04': True} | TRUE | 0 |  | 1.2 | 1.2 | {"generator_real_power_bid_firm['W@1.2']": 0.0}
t-1 | dcopf | 4 | generation_prorata_curtailment_piecewise_logic_firm[W@2] | W@2 | {'dcopf': True, 'ieee_24bus_G04': True} | TRUE | 0 |  | 1.2 | 1.2 | {'generator_real_power_bid_firm[W@2]': 0.0}
t-1 | dcopf | 4 | generation_prorata_curtailment_piecewise_logic_firm[W@3] | W@3 | {'dcopf': True, 'ieee_24bus_G04': True} | TRUE | 0 |  | 1.2 | 1.2 | {'generator_real_power_bid_firm[W@3]': 0.0}
t-1 | dcopf | 4 | generation_prorata_curtailment_piecewise_logic_firm[W@5] | W@5 | {'dcopf': True, 'ieee_24bus_G04': True} | TRUE | 0 |  | 1.2 | 1.2 | {'generator_real_power_bid_firm[W@5]': 0.0}
t-1 | dcopf | 4 | generation_prorata_curtailment_piecewise_logic_firm[W@7] | W@7 | {'dcopf': True, 'ieee_24bus_G04': True} | TRUE | 0 |  | 1.2 | 1.2 | {'generator_real_power_bid_firm[W@7]': 0.0}
t-1 | dcopf | 4 | generation_prorata_curtailment_piecewise_logic_firm_UB[G1] | G1 | {'dcopf': True, 'ieee_24bus_G04': True} | TRUE | 0 |  | 0 | 0 | {'generator_real_power_bid_nonfirm[G1]': 0.0, 'generator_precurtailment_beyond_firm[G1]': 0}
t-1 | dcopf | 4 | generation_prorata_curtailment_piecewise_logic_firm_UB[G2] | G2 | {'dcopf': True, 'ieee_24bus_G04': True} | TRUE | 0 |  | 0 | 0 | {'generator_real_power_bid_nonfirm[G2]': 0.0, 'generator_precurtailment_beyond_firm[G2]': 0}
t-1 | dcopf | 4 | generation_prorata_curtailment_piecewise_logic_firm_UB[G3] | G3 | {'dcopf': True, 'ieee_24bus_G04': True} | TRUE | 0 |  | 0 | 0 | {'generator_real_power_bid_nonfirm[G3]': 0.0, 'generator_precurtailment_beyond_firm[G3]': 0}
t-1 | dcopf | 4 | generation_prorata_curtailment_piecewise_logic_firm_UB[G4] | G4 | {'dcopf': True, 'ieee_24bus_G04': True} | TRUE | 0 |  | 0 | 0 | {'generator_real_power_bid_nonfirm[G4]': 0.0, 'generator_precurtailment_beyond_firm[G4]': 0}
t-1 | dcopf | 4 | generation_prorata_curtailment_piecewise_logic_firm_UB[G5] | G5 | {'dcopf': True, 'ieee_24bus_G04': True} | TRUE | 0 |  | 0 | 0 | {'generator_real_power_bid_nonfirm[G5]': 0.0, 'generator_precurtailment_beyond_firm[G5]': 0}
t-1 | dcopf | 4 | generation_prorata_curtailment_piecewise_logic_firm_UB[G6] | G6 | {'dcopf': True, 'ieee_24bus_G04': True} | TRUE | 0 |  | 0 | 0 | {'generator_real_power_bid_nonfirm[G6]': 0.0, 'generator_precurtailment_beyond_firm[G6]': 0}
t-1 | dcopf | 4 | generation_prorata_curtailment_piecewise_logic_firm_UB[G7] | G7 | {'dcopf': True, 'ieee_24bus_G04': True} | TRUE | 0 |  | 0 | 0 | {'generator_real_power_bid_nonfirm[G7]': 0.0, 'generator_precurtailment_beyond_firm[G7]': 0}
t-1 | dcopf | 4 | generation_prorata_curtailment_piecewise_logic_firm_UB[G8] | G8 | {'dcopf': True, 'ieee_24bus_G04': True} | TRUE | -3 |  | 0 | 3 | {'generator_real_power_bid_nonfirm[G8]': 0.0, 'generator_precurtailment_beyond_firm[G8]': 0}
t-1 | dcopf | 4 | generation_prorata_curtailment_piecewise_logic_firm_UB[G9] | G9 | {'dcopf': True, 'ieee_24bus_G04': True} | TRUE | 0 |  | 0 | 0 | {'generator_real_power_bid_nonfirm[G9]': 0.0, 'generator_precurtailment_beyond_firm[G9]': 1}
t-1 | dcopf | 4 | generation_prorata_curtailment_piecewise_logic_firm_UB[G10] | G10 | {'dcopf': True, 'ieee_24bus_G04': True} | TRUE | 0 |  | 0 | 0 | {'generator_real_power_bid_nonfirm[G10]': 0.0, 'generator_precurtailment_beyond_firm[G10]': 0}
t-1 | dcopf | 4 | generation_prorata_curtailment_piecewise_logic_firm_UB[G11] | G11 | {'dcopf': True, 'ieee_24bus_G04': True} | TRUE | 0 |  | 0 | 0 | {'generator_real_power_bid_nonfirm[G11]': 0.0, 'generator_precurtailment_beyond_firm[G11]': 0}
t-1 | dcopf | 4 | generation_prorata_curtailment_piecewise_logic_firm_UB[G12] | G12 | {'dcopf': True, 'ieee_24bus_G04': True} | TRUE | 0 |  | 0 | 0 | {'generator_real_power_bid_nonfirm[G12]': 0.0, 'generator_precurtailment_beyond_firm[G12]': 0}
t-1 | dcopf | 4 | generation_prorata_curtailment_piecewise_logic_firm_UB['W@1.1'] | W@1.1 | {'dcopf': True, 'ieee_24bus_G04': True} | TRUE | -0.01744 |  | 0 | 0.01744 | {"generator_real_power_bid_nonfirm['W@1.1']": 1.7825596726190418, "generator_precurtailment_beyond_firm['W@1.1']": 1}
t-1 | dcopf | 4 | generation_prorata_curtailment_piecewise_logic_firm_UB['W@1.2'] | W@1.2 | {'dcopf': True, 'ieee_24bus_G04': True} | TRUE | -0.01744 |  | 0 | 0.01744 | {"generator_real_power_bid_nonfirm['W@1.2']": 1.7825596726190418, "generator_precurtailment_beyond_firm['W@1.2']": 1}
t-1 | dcopf | 4 | generation_prorata_curtailment_piecewise_logic_firm_UB[W@2] | W@2 | {'dcopf': True, 'ieee_24bus_G04': True} | TRUE | 0 |  | 0 | 0 | {'generator_real_power_bid_nonfirm[W@2]': 1.8, 'generator_precurtailment_beyond_firm[W@2]': 1}
t-1 | dcopf | 4 | generation_prorata_curtailment_piecewise_logic_firm_UB[W@3] | W@3 | {'dcopf': True, 'ieee_24bus_G04': True} | TRUE | -0.01744 |  | 0 | 0.01744 | {'generator_real_power_bid_nonfirm[W@3]': 1.7825596726190418, 'generator_precurtailment_beyond_firm[W@3]': 1}
t-1 | dcopf | 4 | generation_prorata_curtailment_piecewise_logic_firm_UB[W@5] | W@5 | {'dcopf': True, 'ieee_24bus_G04': True} | TRUE | 0 |  | 0 | 0 | {'generator_real_power_bid_nonfirm[W@5]': 1.8, 'generator_precurtailment_beyond_firm[W@5]': 1}
t-1 | dcopf | 4 | generation_prorata_curtailment_piecewise_logic_firm_UB[W@7] | W@7 | {'dcopf': True, 'ieee_24bus_G04': True} | TRUE | 0 |  | 0 | 0 | {'generator_real_power_bid_nonfirm[W@7]': 1.8, 'generator_precurtailment_beyond_firm[W@7]': 1}
t-1 | dcopf | 4 | generation_prorata_curtailment_piecewise_logic_firm_zero[G1] | G1 | {'dcopf': True, 'ieee_24bus_G04': True} | TRUE | 0 |  | 0 | 0 | {'generator_real_power_bid_nonfirm[G1]': 0.0, 'generator_precurtailment_beyond_firm[G1]': 0}
t-1 | dcopf | 4 | generation_prorata_curtailment_piecewise_logic_firm_zero[G2] | G2 | {'dcopf': True, 'ieee_24bus_G04': True} | TRUE | 0 |  | 0 | 0 | {'generator_real_power_bid_nonfirm[G2]': 0.0, 'generator_precurtailment_beyond_firm[G2]': 0}
t-1 | dcopf | 4 | generation_prorata_curtailment_piecewise_logic_firm_zero[G3] | G3 | {'dcopf': True, 'ieee_24bus_G04': True} | TRUE | 0 |  | 0 | 0 | {'generator_real_power_bid_nonfirm[G3]': 0.0, 'generator_precurtailment_beyond_firm[G3]': 0}
t-1 | dcopf | 4 | generation_prorata_curtailment_piecewise_logic_firm_zero[G4] | G4 | {'dcopf': True, 'ieee_24bus_G04': True} | TRUE | 0 |  | 0 | 0 | {'generator_real_power_bid_nonfirm[G4]': 0.0, 'generator_precurtailment_beyond_firm[G4]': 0}
t-1 | dcopf | 4 | generation_prorata_curtailment_piecewise_logic_firm_zero[G5] | G5 | {'dcopf': True, 'ieee_24bus_G04': True} | TRUE | 0 |  | 0 | 0 | {'generator_real_power_bid_nonfirm[G5]': 0.0, 'generator_precurtailment_beyond_firm[G5]': 0}
t-1 | dcopf | 4 | generation_prorata_curtailment_piecewise_logic_firm_zero[G6] | G6 | {'dcopf': True, 'ieee_24bus_G04': True} | TRUE | 0 |  | 0 | 0 | {'generator_real_power_bid_nonfirm[G6]': 0.0, 'generator_precurtailment_beyond_firm[G6]': 0}
t-1 | dcopf | 4 | generation_prorata_curtailment_piecewise_logic_firm_zero[G7] | G7 | {'dcopf': True, 'ieee_24bus_G04': True} | TRUE | 0 |  | 0 | 0 | {'generator_real_power_bid_nonfirm[G7]': 0.0, 'generator_precurtailment_beyond_firm[G7]': 0}
t-1 | dcopf | 4 | generation_prorata_curtailment_piecewise_logic_firm_zero[G8] | G8 | {'dcopf': True, 'ieee_24bus_G04': True} | TRUE | 0 |  | 0 | 0 | {'generator_real_power_bid_nonfirm[G8]': 0.0, 'generator_precurtailment_beyond_firm[G8]': 0}
t-1 | dcopf | 4 | generation_prorata_curtailment_piecewise_logic_firm_zero[G9] | G9 | {'dcopf': True, 'ieee_24bus_G04': True} | TRUE | -4 |  | 0 | 4 | {'generator_real_power_bid_nonfirm[G9]': 0.0, 'generator_precurtailment_beyond_firm[G9]': 1}
t-1 | dcopf | 4 | generation_prorata_curtailment_piecewise_logic_firm_zero[G10] | G10 | {'dcopf': True, 'ieee_24bus_G04': True} | TRUE | 0 |  | 0 | 0 | {'generator_real_power_bid_nonfirm[G10]': 0.0, 'generator_precurtailment_beyond_firm[G10]': 0}
t-1 | dcopf | 4 | generation_prorata_curtailment_piecewise_logic_firm_zero[G11] | G11 | {'dcopf': True, 'ieee_24bus_G04': True} | TRUE | 0 |  | 0 | 0 | {'generator_real_power_bid_nonfirm[G11]': 0.0, 'generator_precurtailment_beyond_firm[G11]': 0}
t-1 | dcopf | 4 | generation_prorata_curtailment_piecewise_logic_firm_zero[G12] | G12 | {'dcopf': True, 'ieee_24bus_G04': True} | TRUE | 0 |  | 0 | 0 | {'generator_real_power_bid_nonfirm[G12]': 0.0, 'generator_precurtailment_beyond_firm[G12]': 0}
t-1 | dcopf | 4 | generation_prorata_curtailment_piecewise_logic_firm_zero['W@1.1'] | W@1.1 | {'dcopf': True, 'ieee_24bus_G04': True} | TRUE | -1.2174 |  | 0 | 1.2174 | {"generator_real_power_bid_nonfirm['W@1.1']": 1.7825596726190418, "generator_precurtailment_beyond_firm['W@1.1']": 1}
t-1 | dcopf | 4 | generation_prorata_curtailment_piecewise_logic_firm_zero['W@1.2'] | W@1.2 | {'dcopf': True, 'ieee_24bus_G04': True} | TRUE | -1.2174 |  | 0 | 1.2174 | {"generator_real_power_bid_nonfirm['W@1.2']": 1.7825596726190418, "generator_precurtailment_beyond_firm['W@1.2']": 1}
t-1 | dcopf | 4 | generation_prorata_curtailment_piecewise_logic_firm_zero[W@2] | W@2 | {'dcopf': True, 'ieee_24bus_G04': True} | TRUE | -1.2 |  | 0 | 1.2 | {'generator_real_power_bid_nonfirm[W@2]': 1.8, 'generator_precurtailment_beyond_firm[W@2]': 1}
t-1 | dcopf | 4 | generation_prorata_curtailment_piecewise_logic_firm_zero[W@3] | W@3 | {'dcopf': True, 'ieee_24bus_G04': True} | TRUE | -1.2174 |  | 0 | 1.2174 | {'generator_real_power_bid_nonfirm[W@3]': 1.7825596726190418, 'generator_precurtailment_beyond_firm[W@3]': 1}
t-1 | dcopf | 4 | generation_prorata_curtailment_piecewise_logic_firm_zero[W@5] | W@5 | {'dcopf': True, 'ieee_24bus_G04': True} | TRUE | -1.2 |  | 0 | 1.2 | {'generator_real_power_bid_nonfirm[W@5]': 1.8, 'generator_precurtailment_beyond_firm[W@5]': 1}
t-1 | dcopf | 4 | generation_prorata_curtailment_piecewise_logic_firm_zero[W@7] | W@7 | {'dcopf': True, 'ieee_24bus_G04': True} | TRUE | -1.2 |  | 0 | 1.2 | {'generator_real_power_bid_nonfirm[W@7]': 1.8, 'generator_precurtailment_beyond_firm[W@7]': 1}
t-1 | dcopf | 4 | generator_prorata_curtailment_proportion_LB['W@1.1',South] | ('W@1.1', 'South') | {'dcopf': True, 'ieee_24bus_G04': True} | TRUE | 0 |  | 0 | 0 | {'gen_prorata_group_curtailment[South]': 0.5941865575396806, "generator_prorata_curtailment['W@1.1']": 0.5941865575396806}
t-1 | dcopf | 4 | generator_prorata_curtailment_proportion_LB['W@1.1','13'] | ('W@1.1', '13') | {'dcopf': True, 'ieee_24bus_G04': True} | TRUE | 0 |  | 0 | 0 | {"gen_prorata_group_curtailment['13']": 0.5941865575396806, "generator_prorata_curtailment['W@1.1']": 0.5941865575396806}
t-1 | dcopf | 4 | generator_prorata_curtailment_proportion_LB['W@1.2',South] | ('W@1.2', 'South') | {'dcopf': True, 'ieee_24bus_G04': True} | TRUE | 0 |  | 0 | 0 | {'gen_prorata_group_curtailment[South]': 0.5941865575396806, "generator_prorata_curtailment['W@1.2']": 0.5941865575396806}
t-1 | dcopf | 4 | generator_prorata_curtailment_proportion_LB['W@1.2','13'] | ('W@1.2', '13') | {'dcopf': True, 'ieee_24bus_G04': True} | TRUE | 0 |  | 0 | 0 | {"gen_prorata_group_curtailment['13']": 0.5941865575396806, "generator_prorata_curtailment['W@1.2']": 0.5941865575396806}
t-1 | dcopf | 4 | generator_prorata_curtailment_proportion_LB[W@2,South] | ('W@2', 'South') | {'dcopf': True, 'ieee_24bus_G04': True} | TRUE | -0.0058134 |  | 0 | 0.0058134 | {'gen_prorata_group_curtailment[South]': 0.5941865575396806, 'generator_prorata_curtailment[W@2]': 0.6000000000000002}
t-1 | dcopf | 4 | generator_prorata_curtailment_proportion_LB[W@2,'257'] | ('W@2', '257') | {'dcopf': True, 'ieee_24bus_G04': True} | TRUE | 2.2204e-16 |  | 0 | -2.2204e-16 | {"gen_prorata_group_curtailment['257']": 0.6000000000000004, 'generator_prorata_curtailment[W@2]': 0.6000000000000002}
t-1 | dcopf | 4 | generator_prorata_curtailment_proportion_LB[W@2,'2357'] | ('W@2', '2357') | {'dcopf': True, 'ieee_24bus_G04': True} | TRUE | -0.0058134 |  | 0 | 0.0058134 | {"gen_prorata_group_curtailment['2357']": 0.5941865575396806, 'generator_prorata_curtailment[W@2]': 0.6000000000000002}
t-1 | dcopf | 4 | generator_prorata_curtailment_proportion_LB[W@3,South] | ('W@3', 'South') | {'dcopf': True, 'ieee_24bus_G04': True} | TRUE | 0 |  | 0 | 0 | {'gen_prorata_group_curtailment[South]': 0.5941865575396806, 'generator_prorata_curtailment[W@3]': 0.5941865575396806}
t-1 | dcopf | 4 | generator_prorata_curtailment_proportion_LB[W@3,'13'] | ('W@3', '13') | {'dcopf': True, 'ieee_24bus_G04': True} | TRUE | 0 |  | 0 | 0 | {"gen_prorata_group_curtailment['13']": 0.5941865575396806, 'generator_prorata_curtailment[W@3]': 0.5941865575396806}
t-1 | dcopf | 4 | generator_prorata_curtailment_proportion_LB[W@3,'2357'] | ('W@3', '2357') | {'dcopf': True, 'ieee_24bus_G04': True} | TRUE | 0 |  | 0 | 0 | {"gen_prorata_group_curtailment['2357']": 0.5941865575396806, 'generator_prorata_curtailment[W@3]': 0.5941865575396806}
t-1 | dcopf | 4 | generator_prorata_curtailment_proportion_LB[W@5,South] | ('W@5', 'South') | {'dcopf': True, 'ieee_24bus_G04': True} | TRUE | -0.0058134 |  | 0 | 0.0058134 | {'gen_prorata_group_curtailment[South]': 0.5941865575396806, 'generator_prorata_curtailment[W@5]': 0.6}
t-1 | dcopf | 4 | generator_prorata_curtailment_proportion_LB[W@5,'257'] | ('W@5', '257') | {'dcopf': True, 'ieee_24bus_G04': True} | TRUE | 4.4409e-16 |  | 0 | -4.4409e-16 | {"gen_prorata_group_curtailment['257']": 0.6000000000000004, 'generator_prorata_curtailment[W@5]': 0.6}
t-1 | dcopf | 4 | generator_prorata_curtailment_proportion_LB[W@5,'2357'] | ('W@5', '2357') | {'dcopf': True, 'ieee_24bus_G04': True} | TRUE | -0.0058134 |  | 0 | 0.0058134 | {"gen_prorata_group_curtailment['2357']": 0.5941865575396806, 'generator_prorata_curtailment[W@5]': 0.6}
t-1 | dcopf | 4 | generator_prorata_curtailment_proportion_LB[W@7,South] | ('W@7', 'South') | {'dcopf': True, 'ieee_24bus_G04': True} | TRUE | -0.0058134 |  | 0 | 0.0058134 | {'gen_prorata_group_curtailment[South]': 0.5941865575396806, 'generator_prorata_curtailment[W@7]': 0.6000000000000002}
t-1 | dcopf | 4 | generator_prorata_curtailment_proportion_LB[W@7,'257'] | ('W@7', '257') | {'dcopf': True, 'ieee_24bus_G04': True} | TRUE | 2.2204e-16 |  | 0 | -2.2204e-16 | {"gen_prorata_group_curtailment['257']": 0.6000000000000004, 'generator_prorata_curtailment[W@7]': 0.6000000000000002}
t-1 | dcopf | 4 | generator_prorata_curtailment_proportion_LB[W@7,'2357'] | ('W@7', '2357') | {'dcopf': True, 'ieee_24bus_G04': True} | TRUE | -0.0058134 |  | 0 | 0.0058134 | {"gen_prorata_group_curtailment['2357']": 0.5941865575396806, 'generator_prorata_curtailment[W@7]': 0.6000000000000002}
t-1 | dcopf | 4 | generator_prorata_curtailment_proportion_UB['W@1.1',South] | ('W@1.1', 'South') | {'dcopf': True, 'ieee_24bus_G04': True} | TRUE | -1 |  | 0 | 1 | {"generator_prorata_curtailment['W@1.1']": 0.5941865575396806, "generator_active_prorata_group['W@1.1',South]": 0.0, 'gen_prorata_group_curtailment[South]': 0.5941865575396806}
t-1 | dcopf | 4 | generator_prorata_curtailment_proportion_UB['W@1.1','13'] | ('W@1.1', '13') | {'dcopf': True, 'ieee_24bus_G04': True} | TRUE | 0 |  | 0 | 0 | {"generator_prorata_curtailment['W@1.1']": 0.5941865575396806, "generator_active_prorata_group['W@1.1','13']": 1.0, "gen_prorata_group_curtailment['13']": 0.5941865575396806}
t-1 | dcopf | 4 | generator_prorata_curtailment_proportion_UB['W@1.2',South] | ('W@1.2', 'South') | {'dcopf': True, 'ieee_24bus_G04': True} | TRUE | -1 |  | 0 | 1 | {"generator_prorata_curtailment['W@1.2']": 0.5941865575396806, "generator_active_prorata_group['W@1.2',South]": 0.0, 'gen_prorata_group_curtailment[South]': 0.5941865575396806}
t-1 | dcopf | 4 | generator_prorata_curtailment_proportion_UB['W@1.2','13'] | ('W@1.2', '13') | {'dcopf': True, 'ieee_24bus_G04': True} | TRUE | 0 |  | 0 | 0 | {"generator_prorata_curtailment['W@1.2']": 0.5941865575396806, "generator_active_prorata_group['W@1.2','13']": 1.0, "gen_prorata_group_curtailment['13']": 0.5941865575396806}
t-1 | dcopf | 4 | generator_prorata_curtailment_proportion_UB[W@2,South] | ('W@2', 'South') | {'dcopf': True, 'ieee_24bus_G04': True} | TRUE | -0.99419 |  | 0 | 0.99419 | {'generator_prorata_curtailment[W@2]': 0.6000000000000002, 'generator_active_prorata_group[W@2,South]': -0.0, 'gen_prorata_group_curtailment[South]': 0.5941865575396806}
t-1 | dcopf | 4 | generator_prorata_curtailment_proportion_UB[W@2,'257'] | ('W@2', '257') | {'dcopf': True, 'ieee_24bus_G04': True} | TRUE | -2.2204e-16 |  | 0 | 2.2204e-16 | {'generator_prorata_curtailment[W@2]': 0.6000000000000002, "generator_active_prorata_group[W@2,'257']": 1.0, "gen_prorata_group_curtailment['257']": 0.6000000000000004}
t-1 | dcopf | 4 | generator_prorata_curtailment_proportion_UB[W@2,'2357'] | ('W@2', '2357') | {'dcopf': True, 'ieee_24bus_G04': True} | TRUE | -0.99419 |  | 0 | 0.99419 | {'generator_prorata_curtailment[W@2]': 0.6000000000000002, "generator_active_prorata_group[W@2,'2357']": -0.0, "gen_prorata_group_curtailment['2357']": 0.5941865575396806}
t-1 | dcopf | 4 | generator_prorata_curtailment_proportion_UB[W@3,South] | ('W@3', 'South') | {'dcopf': True, 'ieee_24bus_G04': True} | TRUE | -1 |  | 0 | 1 | {'generator_prorata_curtailment[W@3]': 0.5941865575396806, 'generator_active_prorata_group[W@3,South]': 0.0, 'gen_prorata_group_curtailment[South]': 0.5941865575396806}
t-1 | dcopf | 4 | generator_prorata_curtailment_proportion_UB[W@3,'13'] | ('W@3', '13') | {'dcopf': True, 'ieee_24bus_G04': True} | TRUE | -1 |  | 0 | 1 | {'generator_prorata_curtailment[W@3]': 0.5941865575396806, "generator_active_prorata_group[W@3,'13']": 0.0, "gen_prorata_group_curtailment['13']": 0.5941865575396806}
t-1 | dcopf | 4 | generator_prorata_curtailment_proportion_UB[W@3,'2357'] | ('W@3', '2357') | {'dcopf': True, 'ieee_24bus_G04': True} | TRUE | 0 |  | 0 | 0 | {'generator_prorata_curtailment[W@3]': 0.5941865575396806, "generator_active_prorata_group[W@3,'2357']": 1.0, "gen_prorata_group_curtailment['2357']": 0.5941865575396806}
t-1 | dcopf | 4 | generator_prorata_curtailment_proportion_UB[W@5,South] | ('W@5', 'South') | {'dcopf': True, 'ieee_24bus_G04': True} | TRUE | -0.99419 |  | 0 | 0.99419 | {'generator_prorata_curtailment[W@5]': 0.6, 'generator_active_prorata_group[W@5,South]': -0.0, 'gen_prorata_group_curtailment[South]': 0.5941865575396806}
t-1 | dcopf | 4 | generator_prorata_curtailment_proportion_UB[W@5,'257'] | ('W@5', '257') | {'dcopf': True, 'ieee_24bus_G04': True} | TRUE | -4.4409e-16 |  | 0 | 4.4409e-16 | {'generator_prorata_curtailment[W@5]': 0.6, "generator_active_prorata_group[W@5,'257']": 1.0, "gen_prorata_group_curtailment['257']": 0.6000000000000004}
t-1 | dcopf | 4 | generator_prorata_curtailment_proportion_UB[W@5,'2357'] | ('W@5', '2357') | {'dcopf': True, 'ieee_24bus_G04': True} | TRUE | -0.99419 |  | 0 | 0.99419 | {'generator_prorata_curtailment[W@5]': 0.6, "generator_active_prorata_group[W@5,'2357']": -0.0, "gen_prorata_group_curtailment['2357']": 0.5941865575396806}
t-1 | dcopf | 4 | generator_prorata_curtailment_proportion_UB[W@7,South] | ('W@7', 'South') | {'dcopf': True, 'ieee_24bus_G04': True} | TRUE | -0.99419 |  | 0 | 0.99419 | {'generator_prorata_curtailment[W@7]': 0.6000000000000002, 'generator_active_prorata_group[W@7,South]': -0.0, 'gen_prorata_group_curtailment[South]': 0.5941865575396806}
t-1 | dcopf | 4 | generator_prorata_curtailment_proportion_UB[W@7,'257'] | ('W@7', '257') | {'dcopf': True, 'ieee_24bus_G04': True} | TRUE | -2.2204e-16 |  | 0 | 2.2204e-16 | {'generator_prorata_curtailment[W@7]': 0.6000000000000002, "generator_active_prorata_group[W@7,'257']": 1.0, "gen_prorata_group_curtailment['257']": 0.6000000000000004}
t-1 | dcopf | 4 | generator_prorata_curtailment_proportion_UB[W@7,'2357'] | ('W@7', '2357') | {'dcopf': True, 'ieee_24bus_G04': True} | TRUE | -0.99419 |  | 0 | 0.99419 | {'generator_prorata_curtailment[W@7]': 0.6000000000000002, "generator_active_prorata_group[W@7,'2357']": -0.0, "gen_prorata_group_curtailment['2357']": 0.5941865575396806}
t-1 | dcopf | 4 | generator_prorata_group_active['W@1.1'] | W@1.1 | {'dcopf': True, 'ieee_24bus_G04': True} | TRUE | 1 | 1 | 1 | 0 | {"generator_active_prorata_group['W@1.1',South]": 0.0, "generator_active_prorata_group['W@1.1','13']": 1.0}
t-1 | dcopf | 4 | generator_prorata_group_active['W@1.2'] | W@1.2 | {'dcopf': True, 'ieee_24bus_G04': True} | TRUE | 1 | 1 | 1 | 0 | {"generator_active_prorata_group['W@1.2',South]": 0.0, "generator_active_prorata_group['W@1.2','13']": 1.0}
t-1 | dcopf | 4 | generator_prorata_group_active[W@2] | W@2 | {'dcopf': True, 'ieee_24bus_G04': True} | TRUE | 1 | 1 | 1 | 0 | {'generator_active_prorata_group[W@2,South]': -0.0, "generator_active_prorata_group[W@2,'257']": 1.0, "generator_active_prorata_group[W@2,'2357']": -0.0}
t-1 | dcopf | 4 | generator_prorata_group_active[W@3] | W@3 | {'dcopf': True, 'ieee_24bus_G04': True} | TRUE | 1 | 1 | 1 | 0 | {'generator_active_prorata_group[W@3,South]': 0.0, "generator_active_prorata_group[W@3,'13']": 0.0, "generator_active_prorata_group[W@3,'2357']": 1.0}
t-1 | dcopf | 4 | generator_prorata_group_active[W@5] | W@5 | {'dcopf': True, 'ieee_24bus_G04': True} | TRUE | 1 | 1 | 1 | 0 | {'generator_active_prorata_group[W@5,South]': -0.0, "generator_active_prorata_group[W@5,'257']": 1.0, "generator_active_prorata_group[W@5,'2357']": -0.0}
t-1 | dcopf | 4 | generator_prorata_group_active[W@7] | W@7 | {'dcopf': True, 'ieee_24bus_G04': True} | TRUE | 1 | 1 | 1 | 0 | {'generator_active_prorata_group[W@7,South]': -0.0, "generator_active_prorata_group[W@7,'257']": 1.0, "generator_active_prorata_group[W@7,'2357']": -0.0}

## PTDF
Element | Type | From | To | 1 | 2 | 3 | 4 | 5 | 6 | 7 | 8 | 9 | 10 | 11 | 12 | 13 | 14 | 15 | 16 | 17 | 18 | 19 | 20 | 21 | 22 | 23 | 24
L1-12 | branch | 1 | 2 | 0.43653 | -0.50752 | 0.094952 | -0.24778 | 0.2264 | -0.11446 | -0.013266 | -0.013266 | -0.035161 | 0.0086292 | -0.0020275 | -0.0038241 | 0 | 0.0076014 | 0.027545 | 0.021028 | 0.024012 | 0.025463 | 0.014795 | 0.012092 | 0.026132 | 0.025299 | 0.0106 | 0.053592
L2-13 | branch | 1 | 3 | 0.24305 | 0.22092 | -0.19583 | 0.094846 | 0.15467 | 0.10072 | 0.02736 | 0.02736 | -0.0083548 | 0.063074 | 0.0041816 | 0.007887 | 0 | -0.015677 | -0.056809 | -0.043368 | -0.049523 | -0.052515 | -0.030514 | -0.024938 | -0.053895 | -0.052177 | -0.021862 | -0.11053
L3-15 | branch | 1 | 5 | 0.32042 | 0.2866 | 0.10088 | 0.15293 | -0.38107 | 0.013745 | -0.014094 | -0.014094 | 0.043516 | -0.071704 | -0.0021541 | -0.0040628 | 0 | 0.0080759 | 0.029264 | 0.02234 | 0.025511 | 0.027052 | 0.015719 | 0.012846 | 0.027763 | 0.026878 | 0.011262 | 0.056937
L4-24 | branch | 2 | 4 | 0.24036 | 0.26832 | 0.030888 | -0.36614 | 0.15095 | 0.10838 | -0.0043154 | -0.0043154 | -0.066924 | 0.058294 | -0.00065955 | -0.001244 | 0 | 0.0024727 | 0.0089603 | 0.0068403 | 0.0078111 | 0.008283 | 0.0048128 | 0.0039334 | 0.0085008 | 0.0082298 | 0.0034482 | 0.017433
L5-26 | branch | 2 | 6 | 0.19617 | 0.22416 | 0.064064 | 0.11837 | 0.075448 | -0.22285 | -0.0089505 | -0.0089505 | 0.031763 | -0.049664 | -0.001368 | -0.0025801 | 0 | 0.0051287 | 0.018585 | 0.014187 | 0.016201 | 0.01718 | 0.0099823 | 0.0081583 | 0.017631 | 0.017069 | 0.0071519 | 0.036158
L6-39 | branch | 3 | 9 | 0.085646 | 0.070699 | 0.41797 | -0.033654 | 0.04471 | 0.018601 | -0.058395 | -0.058395 | -0.11908 | 0.0022859 | -0.0089249 | -0.016833 | 0 | 0.033461 | 0.12125 | 0.092562 | 0.1057 | 0.11208 | 0.065127 | 0.053226 | 0.11503 | 0.11136 | 0.046661 | 0.23591
L7-49 | branch | 4 | 9 | 0.24036 | 0.26832 | 0.030888 | 0.63386 | 0.15095 | 0.10838 | -0.0043154 | -0.0043154 | -0.066924 | 0.058294 | -0.00065955 | -0.001244 | 0 | 0.0024727 | 0.0089603 | 0.0068403 | 0.0078111 | 0.008283 | 0.0048128 | 0.0039334 | 0.0085008 | 0.0082298 | 0.0034482 | 0.017433
L8-510 | branch | 5 | 10 | 0.32042 | 0.2866 | 0.10088 | 0.15293 | 0.61893 | 0.013745 | -0.014094 | -0.014094 | 0.043516 | -0.071704 | -0.0021541 | -0.0040628 | 0 | 0.0080759 | 0.029264 | 0.02234 | 0.025511 | 0.027052 | 0.015719 | 0.012846 | 0.027763 | 0.026878 | 0.011262 | 0.056937
L9-610 | branch | 6 | 10 | 0.19617 | 0.22416 | 0.064064 | 0.11837 | 0.075448 | 0.77715 | -0.0089505 | -0.0089505 | 0.031763 | -0.049664 | -0.001368 | -0.0025801 | 0 | 0.0051287 | 0.018585 | 0.014187 | 0.016201 | 0.01718 | 0.0099823 | 0.0081583 | 0.017631 | 0.017069 | 0.0071519 | 0.036158
L10-78 | branch | 7 | 8 | 0 | 0 | 0 | 0 | 0 | 0 | 1 | 0 | 0 | 0 | 5.3212e-17 | 0 | 0 | 0 | 0 | 0 | 0 | 0 | 0 | 0 | 0 | 0 | 0 | 5.3212e-17
L11-89 | branch | 8 | 9 | 0.018342 | 0.016528 | -0.027324 | -0.031654 | 0.047997 | 0.063897 | 0.50382 | 0.50382 | -0.071096 | 0.078731 | 0.00058346 | 0.0011005 | 0 | -0.0021875 | -0.0079266 | -0.0060512 | -0.00691 | -0.0073274 | -0.0042576 | -0.0034796 | -0.0075201 | -0.0072803 | -0.0030504 | -0.015422
L12-810 | branch | 8 | 10 | -0.018342 | -0.016528 | 0.027324 | 0.031654 | -0.047997 | -0.063897 | 0.49618 | 0.49618 | 0.071096 | -0.078731 | -0.00058346 | -0.0011005 | 0 | 0.0021875 | 0.0079266 | 0.0060512 | 0.00691 | 0.0073274 | 0.0042576 | 0.0034796 | 0.0075201 | 0.0072803 | 0.0030504 | 0.015422
L13-1113 | branch | 11 | 13 | 0.42036 | 0.42097 | 0.40105 | 0.4228 | 0.42436 | 0.42671 | 0.42641 | 0.42641 | 0.4243 | 0.42851 | 0.63175 | 0.23234 | 0 | 0.51856 | 0.36429 | 0.36073 | 0.36236 | 0.36315 | 0.29227 | 0.26258 | 0.36352 | 0.36306 | 0.24619 | 0.37849
L14-1114 | branch | 11 | 14 | -0.01164 | -0.0083397 | -0.11667 | 0.0016306 | 0.010141 | 0.022924 | 0.021253 | 0.021253 | 0.0097922 | 0.032714 | 0.12966 | -0.025789 | 0 | -0.64719 | -0.3167 | -0.33604 | -0.32718 | -0.32288 | -0.24765 | -0.20932 | -0.32089 | -0.32336 | -0.18817 | -0.2394
L15-1213 | branch | 12 | 13 | 0.39871 | 0.39986 | 0.3623 | 0.40331 | 0.40626 | 0.4107 | 0.41012 | 0.41012 | 0.40614 | 0.41409 | 0.23234 | 0.60916 | 0 | 0.25486 | 0.29295 | 0.28625 | 0.28932 | 0.29081 | 0.28676 | 0.28698 | 0.2915 | 0.29064 | 0.2871 | 0.31975
L16-1223 | branch | 12 | 23 | 0.035159 | 0.037297 | -0.032886 | 0.043757 | 0.04927 | 0.057552 | 0.05647 | 0.05647 | 0.049044 | 0.063895 | -0.0068618 | 0.15956 | 0 | -0.077088 | -0.16248 | -0.17501 | -0.16927 | -0.16648 | -0.23573 | -0.26208 | -0.1652 | -0.1668 | -0.27661 | -0.1124
L17-1323 | branch | 13 | 23 | -0.18093 | -0.17918 | -0.23665 | -0.17389 | -0.16937 | -0.16259 | -0.16348 | -0.16348 | -0.16956 | -0.1574 | -0.13591 | -0.15849 | 0 | -0.22659 | -0.34276 | -0.35302 | -0.34832 | -0.34604 | -0.42097 | -0.45044 | -0.34499 | -0.3463 | -0.4667 | -0.30176
L18-1416 | branch | 14 | 16 | -0.01164 | -0.0083397 | -0.11667 | 0.0016306 | 0.010141 | 0.022924 | 0.021253 | 0.021253 | 0.0097922 | 0.032714 | 0.12966 | -0.025789 | 0 | 0.35281 | -0.3167 | -0.33604 | -0.32718 | -0.32288 | -0.24765 | -0.20932 | -0.32089 | -0.32336 | -0.18817 | -0.2394
L19-1516 | branch | 15 | 16 | 0.12113 | 0.1156 | 0.2972 | 0.098886 | 0.084619 | 0.063192 | 0.065991 | 0.065991 | 0.085204 | 0.046779 | 0.010086 | 0.019023 | 0 | -0.037814 | 0.63251 | -0.1046 | 0.23294 | 0.397 | -0.073599 | -0.060151 | 0.47273 | 0.3785 | -0.052731 | 0.50294
L20-1521 | branch | 15 | 21 | 0.018138 | 0.01731 | 0.044502 | 0.014807 | 0.012671 | 0.0094623 | 0.0098816 | 0.0098816 | 0.012758 | 0.0070047 | 0.0015103 | 0.0028486 | 0 | -0.0056622 | 0.094713 | -0.015663 | -0.19408 | -0.2808 | -0.011021 | -0.009007 | -0.32083 | -0.27102 | -0.0078959 | 0.075311
L21-1521 | branch | 15 | 21 | 0.018138 | 0.01731 | 0.044502 | 0.014807 | 0.012671 | 0.0094623 | 0.0098816 | 0.0098816 | 0.012758 | 0.0070047 | 0.0015103 | 0.0028486 | 0 | -0.0056622 | 0.094713 | -0.015663 | -0.19408 | -0.2808 | -0.011021 | -0.009007 | -0.32083 | -0.27102 | -0.0078959 | 0.075311
L22-1524 | branch | 15 | 24 | -0.15741 | -0.15022 | -0.3862 | -0.1285 | -0.10996 | -0.082116 | -0.085755 | -0.085755 | -0.11072 | -0.060788 | -0.013107 | -0.02472 | 0 | 0.049138 | 0.17806 | 0.13593 | 0.15522 | 0.1646 | 0.095641 | 0.078165 | 0.16893 | 0.16354 | 0.068523 | -0.65356
L23-1617 | branch | 16 | 17 | -0.036277 | -0.03462 | -0.089004 | -0.029614 | -0.025342 | -0.018925 | -0.019763 | -0.019763 | -0.025517 | -0.014009 | -0.0030206 | -0.0056971 | 0 | 0.011324 | -0.18943 | 0.031327 | -0.61183 | -0.4384 | 0.022042 | 0.018014 | -0.35835 | -0.45796 | 0.015792 | -0.15062
L24-1619 | branch | 16 | 19 | 0.14577 | 0.14188 | 0.26953 | 0.13013 | 0.1201 | 0.10504 | 0.10701 | 0.10701 | 0.12051 | 0.093503 | 0.14277 | -0.0010682 | 0 | 0.30367 | 0.50524 | 0.52803 | 0.5176 | 0.51252 | -0.3433 | -0.28748 | 0.51018 | 0.5131 | -0.25669 | 0.41416
L25-1718 | branch | 17 | 18 | -0.032428 | -0.030947 | -0.079562 | -0.026473 | -0.022653 | -0.016917 | -0.017666 | -0.017666 | -0.02281 | -0.012523 | -0.0027001 | -0.0050927 | 0 | 0.010123 | -0.16933 | 0.028003 | 0.34698 | -0.42539 | 0.019703 | 0.016103 | -0.32033 | -0.058103 | 0.014116 | -0.13464
L26-1722 | branch | 17 | 22 | -0.0038486 | -0.0036729 | -0.0094426 | -0.0031418 | -0.0026886 | -0.0020077 | -0.0020967 | -0.0020967 | -0.0027071 | -0.0014863 | -0.00032045 | -0.00060442 | 0 | 0.0012014 | -0.020096 | 0.0033235 | 0.041181 | -0.013008 | 0.0023384 | 0.0019111 | -0.038018 | -0.39985 | 0.0016754 | -0.01598
L27-1821 | branch | 18 | 21 | -0.016214 | -0.015473 | -0.039781 | -0.013236 | -0.011327 | -0.0084585 | -0.0088332 | -0.0088332 | -0.011405 | -0.0062616 | -0.00135 | -0.0025464 | 0 | 0.0050615 | -0.084665 | 0.014002 | 0.17349 | 0.28731 | 0.0098515 | 0.0080514 | -0.16017 | -0.029052 | 0.0070582 | -0.067321
L28-1821 | branch | 18 | 21 | -0.016214 | -0.015473 | -0.039781 | -0.013236 | -0.011327 | -0.0084585 | -0.0088332 | -0.0088332 | -0.011405 | -0.0062616 | -0.00135 | -0.0025464 | 0 | 0.0050615 | -0.084665 | 0.014002 | 0.17349 | 0.28731 | 0.0098515 | 0.0080514 | -0.16017 | -0.029052 | 0.0070582 | -0.067321
L29-1920 | branch | 19 | 20 | 0.072884 | 0.07094 | 0.13477 | 0.065065 | 0.060051 | 0.05252 | 0.053504 | 0.053504 | 0.060257 | 0.046751 | 0.071385 | -0.00053411 | 0 | 0.15184 | 0.25262 | 0.26402 | 0.2588 | 0.25626 | 0.32835 | -0.14374 | 0.25509 | 0.25655 | -0.12834 | 0.20708
L30-1920 | branch | 19 | 20 | 0.072884 | 0.07094 | 0.13477 | 0.065065 | 0.060051 | 0.05252 | 0.053504 | 0.053504 | 0.060257 | 0.046751 | 0.071385 | -0.00053411 | 0 | 0.15184 | 0.25262 | 0.26402 | 0.2588 | 0.25626 | 0.32835 | -0.14374 | 0.25509 | 0.25655 | -0.12834 | 0.20708
L31-2023 | branch | 20 | 23 | 0.072884 | 0.07094 | 0.13477 | 0.065065 | 0.060051 | 0.05252 | 0.053504 | 0.053504 | 0.060257 | 0.046751 | 0.071385 | -0.00053411 | 0 | 0.15184 | 0.25262 | 0.26402 | 0.2588 | 0.25626 | 0.32835 | 0.35626 | 0.25509 | 0.25655 | -0.12834 | 0.20708
L32-2023 | branch | 20 | 23 | 0.072884 | 0.07094 | 0.13477 | 0.065065 | 0.060051 | 0.05252 | 0.053504 | 0.053504 | 0.060257 | 0.046751 | 0.071385 | -0.00053411 | 0 | 0.15184 | 0.25262 | 0.26402 | 0.2588 | 0.25626 | 0.32835 | 0.35626 | 0.25509 | 0.25655 | -0.12834 | 0.20708
L33-2122 | branch | 21 | 22 | 0.0038486 | 0.0036729 | 0.0094426 | 0.0031418 | 0.0026886 | 0.0020077 | 0.0020967 | 0.0020967 | 0.0027071 | 0.0014863 | 0.00032045 | 0.00060442 | 0 | -0.0012014 | 0.020096 | -0.0033235 | -0.041181 | 0.013008 | -0.0023384 | -0.0019111 | 0.038018 | -0.60015 | -0.0016754 | 0.01598
T1-324 | transformer_2w | 3 | 24 | 0.15741 | 0.15022 | 0.3862 | 0.1285 | 0.10996 | 0.082116 | 0.085755 | 0.085755 | 0.11072 | 0.060788 | 0.013107 | 0.02472 | 0 | -0.049138 | -0.17806 | -0.13593 | -0.15522 | -0.1646 | -0.095641 | -0.078165 | -0.16893 | -0.16354 | -0.068523 | -0.34644
T2-911 | transformer_2w | 9 | 11 | 0.16588 | 0.17164 | 0.19951 | 0.27861 | 0.11657 | 0.090788 | 0.21582 | 0.21582 | 0.36618 | 0.065466 | -0.12052 | 0.10097 | 0 | -0.059726 | 0.040421 | 0.025039 | 0.032083 | 0.035506 | 0.031239 | 0.033929 | 0.037086 | 0.03512 | 0.035412 | 0.10189
T3-912 | transformer_2w | 9 | 12 | 0.17846 | 0.18391 | 0.22202 | 0.28993 | 0.12709 | 0.10009 | 0.22529 | 0.22529 | 0.37673 | 0.073845 | 0.11152 | -0.11795 | 0 | 0.093472 | 0.081863 | 0.068312 | 0.074517 | 0.077533 | 0.034443 | 0.019751 | 0.078925 | 0.077193 | 0.011646 | 0.13602
T4-1011 | transformer_2w | 10 | 11 | 0.24284 | 0.24098 | 0.084877 | 0.14582 | 0.31793 | 0.35885 | 0.23184 | 0.23184 | 0.067914 | 0.39576 | -0.11807 | 0.10559 | 0 | -0.068903 | 0.0071666 | -0.0003467 | 0.0030939 | 0.0047661 | 0.013378 | 0.019331 | 0.0055379 | 0.0045775 | 0.022615 | 0.037195
T5-1012 | transformer_2w | 10 | 12 | 0.25541 | 0.25325 | 0.10739 | 0.15714 | 0.32845 | 0.36815 | 0.2413 | 0.2413 | 0.078461 | 0.40414 | 0.11396 | -0.11333 | 0 | 0.084295 | 0.048609 | 0.042926 | 0.045528 | 0.046793 | 0.016581 | 0.0051536 | 0.047377 | 0.04665 | -0.0011512 | 0.071323