## CONSTRAINT_SUMMARY
iteration | step | Generator Bid Volume [MW] | Generator Firm Bid Volume [MW] | Generator Non-Firm Volume [MW] | Generator Offer Volume [MW] | Prosumer Bid Volume [MW] | Prosumer Firm Bid Volume [MW] | Prosumer Non-Firm Volume [MW] | Prosumer Offer Volume [MW]
t-1 | dcopf | 1040.429 | 0 | 1040.429 | 1040.429 | 0 | 0 | 0 | 0

## GENERATORS
iteration | step | asset | Zone | Commitment | pG [pu] | pG [MW] | pG_max [pu] | pG_min [pu] | Bid [pu] | Bid [MW] | Non Firm Bid Power [MW] | Firm Bid Power [MW] | Bid Price [£] | Bid Cost [£] | Offer [pu] | Offer [MW] | Offer Price [£] | Offer Cost [£] | Curtailment [-] | Firm Indicator [-]
t-1 | market | G1 | 1 | 0 | 0 | 0 | 1.52 | 0.304
t-1 | market | G2 | 2 | 0 | 0 | 0 | 1.52 | 0.304
t-1 | market | G3 | 7 | 0 | 0 | 0 | 3.5 | 0.75
t-1 | market | G4 | 13 | 0 | 0 | 0 | 5.91 | 2.0685
t-1 | market | G5 | 15 | 0 | 0 | 0 | 0.6 | 0.12
t-1 | market | G6 | 15 | 0 | 0 | 0 | 1.55 | 0.5425
t-1 | market | G7 | 16 | 0 | 0 | 0 | 1.55 | 0.5425
t-1 | market | G8 | 18 | 1 | 3 | 300 | 4 | 1
t-1 | market | G9 | 21 | 1 | 4 | 400 | 4 | 1
t-1 | market | G10 | 22 | 0 | 0 | 0 | 3 | 3
t-1 | market | G11 | 23 | 0 | 0 | 0 | 3.1 | 1.085
t-1 | market | G12 | 23 | 0 | 0 | 0 | 3.5 | 1.4
t-1 | market | W@1.1 | 1 | 1 | 3 | 300 | 3 | 0
t-1 | market | W@1.2 | 1 | 1 | 3 | 300 | 3 | 0
t-1 | market | W@2 | 2 | 1 | 3 | 300 | 3 | 0
t-1 | market | W@3 | 3 | 1 | 3 | 300 | 3 | 0
t-1 | market | W@5 | 5 | 1 | 3 | 300 | 3 | 0
t-1 | market | W@7 | 7 | 1 | 3 | 300 | 3 | 0
t-1 | dcopf | G1 | 1 | 0 | 0 | 0 | 1.52 | 0.304 | 0 | 0 | 0 | 0 | 11 | 0 | 0 | 0 | 13.32 | 0 |  | 0
t-1 | dcopf | G2 | 2 | 0 | 0 | 0 | 1.52 | 0.304 | 0 | 0 | 0 | 0 | 11 | 0 | 0 | 0 | 13.32 | 0 |  | 0
t-1 | dcopf | G3 | 7 | 0 | 0 | 0 | 3.5 | 0.75 | 0 | 0 | 0 | 0 | 16 | 0 | 0 | 0 | 20.7 | 0 |  | 0
t-1 | dcopf | G4 | 13 | 0 | 0 | 0 | 5.91 | 2.0685 | 0 | 0 | 0 | 0 | 17 | 0 | 0 | 0 | 20.93 | 0 |  | 0
t-1 | dcopf | G5 | 15 | 1 | 0.20429 | 20.429 | 0.6 | 0.12 | 0 | 0 | 0 | 0 | 23 | 0 | 0.20429 | 20.429 | 26.11 | 533.4019 |  | 0
t-1 | dcopf | G6 | 15 | 1 | 1.55 | 155 | 1.55 | 0.5425 | 0 | 0 | 0 | 0 | 7 | 0 | 1.55 | 155 | 10.52 | 1630.6 |  | 0
t-1 | dcopf | G7 | 16 | 1 | 1.55 | 155 | 1.55 | 0.5425 | 0 | 0 | 0 | 0 | 7 | 0 | 1.55 | 155 | 10.52 | 1630.6 |  | 0
t-1 | dcopf | G8 | 18 | 1 | 4 | 400 | 4 | 1 | 0 | 0 | 0 | 0 | 6.02 | 0 | 1 | 100 | 6.02 | 602 |  | 0
t-1 | dcopf | G9 | 21 | 1 | 4 | 400 | 4 | 1 | 0 | 0 | 0 | 0 | 5.47 | 0 | 0 | 0 | 5.47 | 0 |  | 1
t-1 | dcopf | G10 | 22 | 1 | 3 | 300 | 3 | 3 | 0 | 0 | 0 | 0 | 5.47 | 0 | 3 | 300 | 5.47 | 1641 |  | 0
t-1 | dcopf | G11 | 23 | 1 | 3.1 | 310 | 3.1 | 1.085 | 0 | 0 | 0 | 0 | 8 | 0 | 3.1 | 310 | 10.52 | 3261.2 |  | 0
t-1 | dcopf | G12 | 23 | 0 | 0 | 0 | 3.5 | 1.4 | 0 | 0 | 0 | 0 | 8 | 0 | 0 | 0 | 10.89 | 0 |  | 0
t-1 | dcopf | W@1.1 | 1 | 1 | 1.6173 | 161.7298 | 3 | 0 | 1.3827 | 138.2702 | 138.2702 | 0 | 50 | 0 | 0 | 0 | 1 | 0 | 0.4609
t-1 | dcopf | W@1.2 | 1 | 1 | 1.6173 | 161.7298 | 3 | 0 | 1.3827 | 138.2702 | 138.2702 | 0 | 50 | 0 | 0 | 0 | 1 | 0 | 0.4609
t-1 | dcopf | W@2 | 2 | 1 | 0.9146 | 91.4605 | 3 | 0 | 2.0854 | 208.5395 | 208.5395 | 0 | 50 | 0 | 0 | 0 | 1 | 0 | 0.69513
t-1 | dcopf | W@3 | 3 | 1 | 1.6173 | 161.7298 | 3 | 0 | 1.3827 | 138.2702 | 138.2702 | 0 | 50 | 0 | 0 | 0 | 1 | 0 | 0.4609
t-1 | dcopf | W@5 | 5 | 1 | 0.9146 | 91.4605 | 3 | 0 | 2.0854 | 208.5395 | 208.5395 | 0 | 50 | 0 | 0 | 0 | 1 | 0 | 0.69513
t-1 | dcopf | W@7 | 7 | 1 | 0.9146 | 91.4605 | 3 | 0 | 2.0854 | 208.5395 | 208.5395 | 0 | 50 | 0 | 0 | 0 | 1 | 0 | 0.69513

## DEMANDS
iteration | step | asset | Demand Met [pu] | Demand Met [MW] | Demand Proportion Met [-] | Demand [pu] | Demand [MW]
t-1 | market | D1 | 0.475 | 47.5 | 1 | 0.475 | 47.5
t-1 | market | D2 | 0.425 | 42.5 | 1 | 0.425 | 42.5
t-1 | market | D3 | 0.8 | 80 | 1 | 0.8 | 80
t-1 | market | D4 | 0.325 | 32.5 | 1 | 0.325 | 32.5
t-1 | market | D5 | 0.325 | 32.5 | 1 | 0.325 | 32.5
t-1 | market | D6 | 0.6 | 60 | 1 | 0.6 | 60
t-1 | market | D7 | 0.55 | 55 | 1 | 0.55 | 55
t-1 | market | D8 | 0.75 | 75 | 1 | 0.75 | 75
t-1 | market | D9 | 0.775 | 77.5 | 1 | 0.775 | 77.5
t-1 | market | D10 | 0.85 | 85 | 1 | 0.85 | 85
t-1 | market | D11 | 3.35 | 335 | 1 | 3.35 | 335
t-1 | market | D12 | 2.45 | 245 | 1 | 2.45 | 245
t-1 | market | D13 | 4 | 400 | 1 | 4 | 400
t-1 | market | D14 | 1.25 | 125 | 1 | 1.25 | 125
t-1 | market | D15 | 4.2 | 420 | 1 | 4.2 | 420
t-1 | market | D16 | 2.25 | 225 | 1 | 2.25 | 225
t-1 | market | D17 | 1.625 | 162.5 | 1 | 1.625 | 162.5
t-1 | dcopf | D1 | 0.475 | 47.5 | 1 | 0.475 | 47.5
t-1 | dcopf | D2 | 0.425 | 42.5 | 1 | 0.425 | 42.5
t-1 | dcopf | D3 | 0.8 | 80 | 1 | 0.8 | 80
t-1 | dcopf | D4 | 0.325 | 32.5 | 1 | 0.325 | 32.5
t-1 | dcopf | D5 | 0.325 | 32.5 | 1 | 0.325 | 32.5
t-1 | dcopf | D6 | 0.6 | 60 | 1 | 0.6 | 60
t-1 | dcopf | D7 | 0.55 | 55 | 1 | 0.55 | 55
t-1 | dcopf | D8 | 0.75 | 75 | 1 | 0.75 | 75
t-1 | dcopf | D9 | 0.775 | 77.5 | 1 | 0.775 | 77.5
t-1 | dcopf | D10 | 0.85 | 85 | 1 | 0.85 | 85
t-1 | dcopf | D11 | 3.35 | 335 | 1 | 3.35 | 335
t-1 | dcopf | D12 | 2.45 | 245 | 1 | 2.45 | 245
t-1 | dcopf | D13 | 4 | 400 | 1 | 4 | 400
t-1 | dcopf | D14 | 1.25 | 125 | 1 | 1.25 | 125
t-1 | dcopf | D15 | 4.2 | 420 | 1 | 4.2 | 420
t-1 | dcopf | D16 | 2.25 | 225 | 1 | 2.25 | 225
t-1 | dcopf | D17 | 1.625 | 162.5 | 1 | 1.625 | 162.5

## PRORATA_GROUPS
iteration | step | asset | Generation Prorata Group Curtailment [-] | Demand Prorata Group Curtailment [-]
t-1 | dcopf | North
t-1 | dcopf | South | 0.4609
t-1 | dcopf | 257 | 0.69513

## BRANCHES
iteration | step | asset | Active Power Flow [pu] | Active Power Flow [MW] | Capacity Used [-] | Rating [pu] | Rating [MW] | Voltage Angle Δ [rad] | Voltage Angle Δ [°]
t-1 | dcopf | L1-12 | 1.4226 | 142.2559 | 0.56902 | 2.5 | 250 | 0.020769 | 1.19
t-1 | dcopf | L2-13 | 0.39387 | 39.3871 | 0.15755 | 2.5 | 250 | 0.088739 | 5.0844
t-1 | dcopf | L3-15 | 0.94317 | 94.3166 | 0.37727 | 2.5 | 250 | 0.085545 | 4.9014
t-1 | dcopf | L4-24 | 0.99323 | 99.3233 | 0.39729 | 2.5 | 250 | 0.13468 | 7.7167
t-1 | dcopf | L5-26 | 0.91893 | 91.8931 | 0.36757 | 2.5 | 250 | 0.18838 | 10.7934
t-1 | dcopf | L6-39 | 1.1085 | 110.8469 | 0.44339 | 2.5 | 250 | 0.14089 | 8.0722
t-1 | dcopf | L7-49 | 0.66823 | 66.8233 | 0.26729 | 2.5 | 250 | 0.074174 | 4.2498
t-1 | dcopf | L8-510 | 1.5328 | 153.2771 | 0.61311 | 2.5 | 250 | 0.14408 | 8.2552
t-1 | dcopf | L9-610 | 0.31893 | 31.8931 | 0.12757 | 2.5 | 250 | 0.020475 | 1.1732
t-1 | dcopf | L10-78 | 0.3646 | 36.4605 | 0.3646 | 1 | 100 | 0.023772 | 1.362
t-1 | dcopf | L11-89 | -0.1927 | -19.2698 | 0.077079 | 2.5 | 250 | -0.033953 | -1.9454
t-1 | dcopf | L12-810 | -0.1927 | -19.2698 | 0.077079 | 2.5 | 250 | -0.033953 | -1.9454
t-1 | dcopf | L13-1113 | 0.86246 | 86.2464 | 0.17249 | 5 | 500 | 0.042088 | 2.4115
t-1 | dcopf | L14-1114 | 0.13754 | 13.7536 | 0.027507 | 5 | 500 | 0.005859 | 0.3357
t-1 | dcopf | L15-1213 | 1.1912 | 119.1227 | 0.23825 | 5 | 500 | 0.058132 | 3.3307
t-1 | dcopf | L16-1223 | -0.57322 | -57.3218 | 0.11464 | 5 | 500 | -0.056462 | -3.235
t-1 | dcopf | L17-1323 | -1.2963 | -129.631 | 0.25926 | 5 | 500 | -0.11459 | -6.5657
t-1 | dcopf | L18-1416 | -2.3125 | -231.2464 | 0.46249 | 5 | 500 | -0.13736 | -7.8702
t-1 | dcopf | L19-1516 | 2.1701 | 217.008 | 0.43402 | 5 | 500 | 0.037325 | 2.1386
t-1 | dcopf | L20-1521 | -2.1565 | -215.6545 | 0.43131 | 5 | 500 | -0.053698 | -3.0767
t-1 | dcopf | L21-1521 | -2.1565 | -215.6545 | 0.43131 | 5 | 500 | -0.053698 | -3.0767
t-1 | dcopf | L22-1524 | -0.1027 | -10.2701 | 0.02054 | 5 | 500 | -0.0054329 | -0.31128
t-1 | dcopf | L23-1617 | -2.4869 | -248.6911 | 0.49738 | 5 | 500 | -0.065406 | -3.7475
t-1 | dcopf | L24-1619 | 2.6445 | 264.4527 | 0.52891 | 5 | 500 | 0.061882 | 3.5456
t-1 | dcopf | L25-1718 | -1.1626 | -116.2564 | 0.23251 | 5 | 500 | -0.016625 | -0.95252
t-1 | dcopf | L26-1722 | -1.3243 | -132.4347 | 0.26487 | 5 | 500 | -0.14157 | -8.1115
t-1 | dcopf | L27-1821 | -0.68128 | -68.1282 | 0.13626 | 5 | 500 | -0.0089929 | -0.51526
t-1 | dcopf | L28-1821 | -0.68128 | -68.1282 | 0.13626 | 5 | 500 | -0.0089929 | -0.51526
t-1 | dcopf | L29-1920 | 0.19726 | 19.7264 | 0.039453 | 5 | 500 | 0.0040045 | 0.22944
t-1 | dcopf | L30-1920 | 0.19726 | 19.7264 | 0.039453 | 5 | 500 | 0.0040045 | 0.22944
t-1 | dcopf | L31-2023 | -0.61524 | -61.5236 | 0.12305 | 5 | 500 | -0.0068906 | -0.3948
t-1 | dcopf | L32-2023 | -0.61524 | -61.5236 | 0.12305 | 5 | 500 | -0.0068906 | -0.3948
t-1 | dcopf | L33-2122 | -1.6757 | -167.5653 | 0.33513 | 5 | 500 | -0.11596 | -6.6437

## TRANSFORMERS_2W
iteration | step | asset | Active Power Flow [pu] | Active Power Flow [MW] | Capacity Used [-] | Rating [pu] | Rating [MW] | Voltage Angle Δ [rad] | Voltage Angle Δ [°]
t-1 | dcopf | T1-324 | 0.1027 | 10.2701 | 0.2054 | 0.5 | 50 | 0.0086269 | 0.49428
t-1 | dcopf | T2-911 | 0.5 | 50 | 1 | 0.5 | 50 | 0.042 | 2.4064
t-1 | dcopf | T3-912 | 0.309 | 30.9004 | 0.61801 | 0.5 | 50 | 0.025956 | 1.4872
t-1 | dcopf | T4-1011 | 0.5 | 50 | 1 | 0.5 | 50 | 0.042 | 2.4064
t-1 | dcopf | T5-1012 | 0.309 | 30.9004 | 0.61801 | 0.5 | 50 | 0.025956 | 1.4872

## BUSSES
iteration | step | asset | Voltage Angle [rad] | Voltage Angle [°]
t-1 | dcopf | 17 | 0.239 | 13.6934
t-1 | dcopf | 11 | 0.042088 | 2.4115
t-1 | dcopf | 4 | 0.15826 | 9.0678
t-1 | dcopf | 22 | 0.38057 | 21.8049
t-1 | dcopf | 24 | 0.21635 | 12.3958
t-1 | dcopf | 18 | 0.25562 | 14.6459
t-1 | dcopf | 14 | 0.036229 | 2.0758
t-1 | dcopf | 8 | 0.050135 | 2.8725
t-1 | dcopf | 2 | 0.29294 | 16.7845
t-1 | dcopf | 10 | 0.084088 | 4.8179
t-1 | dcopf | 3 | 0.22497 | 12.8901
t-1 | dcopf | 12 | 0.058132 | 3.3307
t-1 | dcopf | 7 | 0.073907 | 4.2346
t-1 | dcopf | 5 | 0.22817 | 13.0731
t-1 | dcopf | 23 | 0.11459 | 6.5657
t-1 | dcopf | 16 | 0.17359 | 9.9459
t-1 | dcopf | 9 | 0.084088 | 4.8179
t-1 | dcopf | 21 | 0.26461 | 15.1612
t-1 | dcopf | 19 | 0.11171 | 6.4004
t-1 | dcopf | 13 | 0 | 0
t-1 | dcopf | 6 | 0.10456 | 5.9911
t-1 | dcopf | 15 | 0.21091 | 12.0845
t-1 | dcopf | 1 | 0.31371 | 17.9745
t-1 | dcopf | 20 | 0.1077 | 6.1709

## SOLVER
iteration | step | Name | Status | Termination condition | Termination message | Wall time | Objective Value | Lower bound | Upper bound | Number of objectives | Number of constraints | Number of variables | Number of binary variables | Number of integer variables | Number of continuous variables | Number of nonzeros | Number of solutions
t-1 | market | Gurobi 13.02 | ok | optimal | Model was solved to optimality (subject to tolerances), and an optimal solution is available. |  | 52.5374 | 52.5374 | 52.5374 | 1 | 56 | 304 | 51 | 51 | 202 | 137 | 2
t-1 | dcopf | Gurobi 13.02 | ok | optimal | Model was solved to optimality (subject to tolerances), and an optimal solution is available. |  | 113.6924 | 113.6924 | 113.6924 | 1 | 370 | 304 | 51 | 51 | 202 | 768 | 2

## CONSTRAINTS
iteration | step | name | index | parents | active | body | lower bound | upper bound | slack | variables
t-1 | market | demand_real_power_constraint[D1] | D1 | {'common': True, 'IEEE 24 Bus': True} | TRUE | 0 | 0 | 0 | 0 | {'demand_real_power_met[D1]': 0.47500000000000003, 'demand_proportion_real_power_met[D1]': 1.0}
t-1 | market | demand_real_power_constraint[D2] | D2 | {'common': True, 'IEEE 24 Bus': True} | TRUE | 0 | 0 | 0 | 0 | {'demand_real_power_met[D2]': 0.425, 'demand_proportion_real_power_met[D2]': 1.0}
t-1 | market | demand_real_power_constraint[D3] | D3 | {'common': True, 'IEEE 24 Bus': True} | TRUE | 0 | 0 | 0 | 0 | {'demand_real_power_met[D3]': 0.8, 'demand_proportion_real_power_met[D3]': 1.0}
t-1 | market | demand_real_power_constraint[D4] | D4 | {'common': True, 'IEEE 24 Bus': True} | TRUE | 0 | 0 | 0 | 0 | {'demand_real_power_met[D4]': 0.325, 'demand_proportion_real_power_met[D4]': 1.0}
t-1 | market | demand_real_power_constraint[D5] | D5 | {'common': True, 'IEEE 24 Bus': True} | TRUE | -2.9421e-15 | 0 | 0 | -2.9421e-15 | {'demand_real_power_met[D5]': 0.32499999999999707, 'demand_proportion_real_power_met[D5]': 1.0}
t-1 | market | demand_real_power_constraint[D6] | D6 | {'common': True, 'IEEE 24 Bus': True} | TRUE | 0 | 0 | 0 | 0 | {'demand_real_power_met[D6]': 0.6, 'demand_proportion_real_power_met[D6]': 1.0}
t-1 | market | demand_real_power_constraint[D7] | D7 | {'common': True, 'IEEE 24 Bus': True} | TRUE | 0 | 0 | 0 | 0 | {'demand_real_power_met[D7]': 0.55, 'demand_proportion_real_power_met[D7]': 1.0}
t-1 | market | demand_real_power_constraint[D8] | D8 | {'common': True, 'IEEE 24 Bus': True} | TRUE | 0 | 0 | 0 | 0 | {'demand_real_power_met[D8]': 0.75, 'demand_proportion_real_power_met[D8]': 1.0}
t-1 | market | demand_real_power_constraint[D9] | D9 | {'common': True, 'IEEE 24 Bus': True} | TRUE | 0 | 0 | 0 | 0 | {'demand_real_power_met[D9]': 0.775, 'demand_proportion_real_power_met[D9]': 1.0}
t-1 | market | demand_real_power_constraint[D10] | D10 | {'common': True, 'IEEE 24 Bus': True} | TRUE | 0 | 0 | 0 | 0 | {'demand_real_power_met[D10]': 0.85, 'demand_proportion_real_power_met[D10]': 1.0}
t-1 | market | demand_real_power_constraint[D11] | D11 | {'common': True, 'IEEE 24 Bus': True} | TRUE | 0 | 0 | 0 | 0 | {'demand_real_power_met[D11]': 3.35, 'demand_proportion_real_power_met[D11]': 1.0}
t-1 | market | demand_real_power_constraint[D12] | D12 | {'common': True, 'IEEE 24 Bus': True} | TRUE | 0 | 0 | 0 | 0 | {'demand_real_power_met[D12]': 2.45, 'demand_proportion_real_power_met[D12]': 1.0}
t-1 | market | demand_real_power_constraint[D13] | D13 | {'common': True, 'IEEE 24 Bus': True} | TRUE | 0 | 0 | 0 | 0 | {'demand_real_power_met[D13]': 4.0, 'demand_proportion_real_power_met[D13]': 1.0}
t-1 | market | demand_real_power_constraint[D14] | D14 | {'common': True, 'IEEE 24 Bus': True} | TRUE | 0 | 0 | 0 | 0 | {'demand_real_power_met[D14]': 1.25, 'demand_proportion_real_power_met[D14]': 1.0}
t-1 | market | demand_real_power_constraint[D15] | D15 | {'common': True, 'IEEE 24 Bus': True} | TRUE | 0 | 0 | 0 | 0 | {'demand_real_power_met[D15]': 4.2, 'demand_proportion_real_power_met[D15]': 1.0}
t-1 | market | demand_real_power_constraint[D16] | D16 | {'common': True, 'IEEE 24 Bus': True} | TRUE | 0 | 0 | 0 | 0 | {'demand_real_power_met[D16]': 2.25, 'demand_proportion_real_power_met[D16]': 1.0}
t-1 | market | demand_real_power_constraint[D17] | D17 | {'common': True, 'IEEE 24 Bus': True} | TRUE | 0 | 0 | 0 | 0 | {'demand_real_power_met[D17]': 1.625, 'demand_proportion_real_power_met[D17]': 1.0}
t-1 | market | interconnector_total_imports |  | {'common': True, 'IEEE 24 Bus': True} | TRUE | 0 | 0 | 0 | 0 | {'interconnector_real_power_total_imports': 0.0}
t-1 | market | interconnector_total_exports |  | {'common': True, 'IEEE 24 Bus': True} | TRUE | 0 | 0 | 0 | 0 | {'interconnector_real_power_total_exports': 0.0}
t-1 | market | generation_UC_real_power_LB[G1] | G1 | {'common': True, 'IEEE 24 Bus': True} | TRUE | 0 |  | 0 | 0 | {'generator_commitment[G1]': -0.0, 'generator_real_power_out[G1]': 0.0}
t-1 | market | generation_UC_real_power_LB[G2] | G2 | {'common': True, 'IEEE 24 Bus': True} | TRUE | 0 |  | 0 | 0 | {'generator_commitment[G2]': -0.0, 'generator_real_power_out[G2]': 0.0}
t-1 | market | generation_UC_real_power_LB[G3] | G3 | {'common': True, 'IEEE 24 Bus': True} | TRUE | 0 |  | 0 | 0 | {'generator_commitment[G3]': -0.0, 'generator_real_power_out[G3]': 0.0}
t-1 | market | generation_UC_real_power_LB[G4] | G4 | {'common': True, 'IEEE 24 Bus': True} | TRUE | 0 |  | 0 | 0 | {'generator_commitment[G4]': -0.0, 'generator_real_power_out[G4]': 0.0}
t-1 | market | generation_UC_real_power_LB[G5] | G5 | {'common': True, 'IEEE 24 Bus': True} | TRUE | 0 |  | 0 | 0 | {'generator_commitment[G5]': -0.0, 'generator_real_power_out[G5]': 0.0}
t-1 | market | generation_UC_real_power_LB[G6] | G6 | {'common': True, 'IEEE 24 Bus': True} | TRUE | 0 |  | 0 | 0 | {'generator_commitment[G6]': -0.0, 'generator_real_power_out[G6]': 0.0}
t-1 | market | generation_UC_real_power_LB[G7] | G7 | {'common': True, 'IEEE 24 Bus': True} | TRUE | 0 |  | 0 | 0 | {'generator_commitment[G7]': -0.0, 'generator_real_power_out[G7]': 0.0}
t-1 | market | generation_UC_real_power_LB[G8] | G8 | {'common': True, 'IEEE 24 Bus': True} | TRUE | -2 |  | 0 | 2 | {'generator_commitment[G8]': 1.0, 'generator_real_power_out[G8]': 2.9999999999999964}
t-1 | market | generation_UC_real_power_LB[G9] | G9 | {'common': True, 'IEEE 24 Bus': True} | TRUE | -3 |  | 0 | 3 | {'generator_commitment[G9]': 1.0, 'generator_real_power_out[G9]': 4.0}
t-1 | market | generation_UC_real_power_LB[G10] | G10 | {'common': True, 'IEEE 24 Bus': True} | TRUE | 0 |  | 0 | 0 | {'generator_commitment[G10]': -0.0, 'generator_real_power_out[G10]': -0.0}
t-1 | market | generation_UC_real_power_LB[G11] | G11 | {'common': True, 'IEEE 24 Bus': True} | TRUE | 0 |  | 0 | 0 | {'generator_commitment[G11]': -0.0, 'generator_real_power_out[G11]': 0.0}
t-1 | market | generation_UC_real_power_LB[G12] | G12 | {'common': True, 'IEEE 24 Bus': True} | TRUE | 0 |  | 0 | 0 | {'generator_commitment[G12]': -0.0, 'generator_real_power_out[G12]': 0.0}
t-1 | market | generation_UC_real_power_LB['W@1.1'] | W@1.1 | {'common': True, 'IEEE 24 Bus': True} | TRUE | -3 |  | 0 | 3 | {"generator_commitment['W@1.1']": 1.0, "generator_real_power_out['W@1.1']": 3.0}
t-1 | market | generation_UC_real_power_LB['W@1.2'] | W@1.2 | {'common': True, 'IEEE 24 Bus': True} | TRUE | -3 |  | 0 | 3 | {"generator_commitment['W@1.2']": 1.0, "generator_real_power_out['W@1.2']": 3.0}
t-1 | market | generation_UC_real_power_LB[W@2] | W@2 | {'common': True, 'IEEE 24 Bus': True} | TRUE | -3 |  | 0 | 3 | {'generator_commitment[W@2]': 1.0, 'generator_real_power_out[W@2]': 3.0}
t-1 | market | generation_UC_real_power_LB[W@3] | W@3 | {'common': True, 'IEEE 24 Bus': True} | TRUE | -3 |  | 0 | 3 | {'generator_commitment[W@3]': 1.0, 'generator_real_power_out[W@3]': 3.0}
t-1 | market | generation_UC_real_power_LB[W@5] | W@5 | {'common': True, 'IEEE 24 Bus': True} | TRUE | -3 |  | 0 | 3 | {'generator_commitment[W@5]': 1.0, 'generator_real_power_out[W@5]': 3.0}
t-1 | market | generation_UC_real_power_LB[W@7] | W@7 | {'common': True, 'IEEE 24 Bus': True} | TRUE | -3 |  | 0 | 3 | {'generator_commitment[W@7]': 1.0, 'generator_real_power_out[W@7]': 3.0}
t-1 | market | generation_UC_real_power_UB[G1] | G1 | {'common': True, 'IEEE 24 Bus': True} | TRUE | 0 |  | 0 | 0 | {'generator_real_power_out[G1]': 0.0, 'generator_commitment[G1]': -0.0}
t-1 | market | generation_UC_real_power_UB[G2] | G2 | {'common': True, 'IEEE 24 Bus': True} | TRUE | 0 |  | 0 | 0 | {'generator_real_power_out[G2]': 0.0, 'generator_commitment[G2]': -0.0}
t-1 | market | generation_UC_real_power_UB[G3] | G3 | {'common': True, 'IEEE 24 Bus': True} | TRUE | 0 |  | 0 | 0 | {'generator_real_power_out[G3]': 0.0, 'generator_commitment[G3]': -0.0}
t-1 | market | generation_UC_real_power_UB[G4] | G4 | {'common': True, 'IEEE 24 Bus': True} | TRUE | 0 |  | 0 | 0 | {'generator_real_power_out[G4]': 0.0, 'generator_commitment[G4]': -0.0}
t-1 | market | generation_UC_real_power_UB[G5] | G5 | {'common': True, 'IEEE 24 Bus': True} | TRUE | 0 |  | 0 | 0 | {'generator_real_power_out[G5]': 0.0, 'generator_commitment[G5]': -0.0}
t-1 | market | generation_UC_real_power_UB[G6] | G6 | {'common': True, 'IEEE 24 Bus': True} | TRUE | 0 |  | 0 | 0 | {'generator_real_power_out[G6]': 0.0, 'generator_commitment[G6]': -0.0}
t-1 | market | generation_UC_real_power_UB[G7] | G7 | {'common': True, 'IEEE 24 Bus': True} | TRUE | 0 |  | 0 | 0 | {'generator_real_power_out[G7]': 0.0, 'generator_commitment[G7]': -0.0}
t-1 | market | generation_UC_real_power_UB[G8] | G8 | {'common': True, 'IEEE 24 Bus': True} | TRUE | -1 |  | 0 | 1 | {'generator_real_power_out[G8]': 2.9999999999999964, 'generator_commitment[G8]': 1.0}
t-1 | market | generation_UC_real_power_UB[G9] | G9 | {'common': True, 'IEEE 24 Bus': True} | TRUE | 0 |  | 0 | 0 | {'generator_real_power_out[G9]': 4.0, 'generator_commitment[G9]': 1.0}
t-1 | market | generation_UC_real_power_UB[G10] | G10 | {'common': True, 'IEEE 24 Bus': True} | TRUE | 0 |  | 0 | 0 | {'generator_real_power_out[G10]': -0.0, 'generator_commitment[G10]': -0.0}
t-1 | market | generation_UC_real_power_UB[G11] | G11 | {'common': True, 'IEEE 24 Bus': True} | TRUE | 0 |  | 0 | 0 | {'generator_real_power_out[G11]': 0.0, 'generator_commitment[G11]': -0.0}
t-1 | market | generation_UC_real_power_UB[G12] | G12 | {'common': True, 'IEEE 24 Bus': True} | TRUE | 0 |  | 0 | 0 | {'generator_real_power_out[G12]': 0.0, 'generator_commitment[G12]': -0.0}
t-1 | market | generation_UC_real_power_UB['W@1.1'] | W@1.1 | {'common': True, 'IEEE 24 Bus': True} | TRUE | 0 |  | 0 | 0 | {"generator_real_power_out['W@1.1']": 3.0, "generator_commitment['W@1.1']": 1.0}
t-1 | market | generation_UC_real_power_UB['W@1.2'] | W@1.2 | {'common': True, 'IEEE 24 Bus': True} | TRUE | 0 |  | 0 | 0 | {"generator_real_power_out['W@1.2']": 3.0, "generator_commitment['W@1.2']": 1.0}
t-1 | market | generation_UC_real_power_UB[W@2] | W@2 | {'common': True, 'IEEE 24 Bus': True} | TRUE | 0 |  | 0 | 0 | {'generator_real_power_out[W@2]': 3.0, 'generator_commitment[W@2]': 1.0}
t-1 | market | generation_UC_real_power_UB[W@3] | W@3 | {'common': True, 'IEEE 24 Bus': True} | TRUE | 0 |  | 0 | 0 | {'generator_real_power_out[W@3]': 3.0, 'generator_commitment[W@3]': 1.0}
t-1 | market | generation_UC_real_power_UB[W@5] | W@5 | {'common': True, 'IEEE 24 Bus': True} | TRUE | 0 |  | 0 | 0 | {'generator_real_power_out[W@5]': 3.0, 'generator_commitment[W@5]': 1.0}
t-1 | market | generation_UC_real_power_UB[W@7] | W@7 | {'common': True, 'IEEE 24 Bus': True} | TRUE | 0 |  | 0 | 0 | {'generator_real_power_out[W@7]': 3.0, 'generator_commitment[W@7]': 1.0}
t-1 | market | KCL_Copper_constraint |  | {'copper_market': True, 'IEEE 24 Bus': True} | TRUE | 0 | 0 | 0 | 0 | {'generator_real_power_out[G1]': 0.0, 'generator_real_power_out[G2]': 0.0, 'generator_real_power_out[G3]': 0.0, 'generator_real_power_out[G4]': 0.0, 'generator_real_power_out[G5]': 0.0, 'generator_real_power_out[G6]': 0.0, 'generator_real_power_out[G7]': 0.0, 'generator_real_power_out[G8]': 2.9999999999999964, 'generator_real_power_out[G9]': 4.0, 'generator_real_power_out[G10]': -0.0, 'generator_real_power_out[G11]': 0.0, 'generator_real_power_out[G12]': 0.0, "generator_real_power_out['W@1.1']": 3.0, "generator_real_power_out['W@1.2']": 3.0, 'generator_real_power_out[W@2]': 3.0, 'generator_real_power_out[W@3]': 3.0, 'generator_real_power_out[W@5]': 3.0, 'generator_real_power_out[W@7]': 3.0, 'demand_real_power_met[D1]': 0.47500000000000003, 'demand_real_power_met[D2]': 0.425, 'demand_real_power_met[D3]': 0.8, 'demand_real_power_met[D4]': 0.325, 'demand_real_power_met[D5]': 0.32499999999999707, 'demand_real_power_met[D6]': 0.6, 'demand_real_power_met[D7]': 0.55, 'demand_real_power_met[D8]': 0.75, 'demand_real_power_met[D9]': 0.775, 'demand_real_power_met[D10]': 0.85, 'demand_real_power_met[D11]': 3.35, 'demand_real_power_met[D12]': 2.45, 'demand_real_power_met[D13]': 4.0, 'demand_real_power_met[D14]': 1.25, 'demand_real_power_met[D15]': 4.2, 'demand_real_power_met[D16]': 2.25, 'demand_real_power_met[D17]': 1.625}
t-1 | market | KCL_DCOPF_constraint['17'] | 17 | {'dcopf': False, 'IEEE 24 Bus': True} | FALSE
t-1 | market | KCL_DCOPF_constraint['11'] | 11 | {'dcopf': False, 'IEEE 24 Bus': True} | FALSE
t-1 | market | KCL_DCOPF_constraint['4'] | 4 | {'dcopf': False, 'IEEE 24 Bus': True} | FALSE
t-1 | market | KCL_DCOPF_constraint['22'] | 22 | {'dcopf': False, 'IEEE 24 Bus': True} | FALSE
t-1 | market | KCL_DCOPF_constraint['24'] | 24 | {'dcopf': False, 'IEEE 24 Bus': True} | FALSE
t-1 | market | KCL_DCOPF_constraint['18'] | 18 | {'dcopf': False, 'IEEE 24 Bus': True} | FALSE
t-1 | market | KCL_DCOPF_constraint['14'] | 14 | {'dcopf': False, 'IEEE 24 Bus': True} | FALSE
t-1 | market | KCL_DCOPF_constraint['8'] | 8 | {'dcopf': False, 'IEEE 24 Bus': True} | FALSE
t-1 | market | KCL_DCOPF_constraint['2'] | 2 | {'dcopf': False, 'IEEE 24 Bus': True} | FALSE
t-1 | market | KCL_DCOPF_constraint['10'] | 10 | {'dcopf': False, 'IEEE 24 Bus': True} | FALSE
t-1 | market | KCL_DCOPF_constraint['3'] | 3 | {'dcopf': False, 'IEEE 24 Bus': True} | FALSE
t-1 | market | KCL_DCOPF_constraint['12'] | 12 | {'dcopf': False, 'IEEE 24 Bus': True} | FALSE
t-1 | market | KCL_DCOPF_constraint['7'] | 7 | {'dcopf': False, 'IEEE 24 Bus': True} | FALSE
t-1 | market | KCL_DCOPF_constraint['5'] | 5 | {'dcopf': False, 'IEEE 24 Bus': True} | FALSE
t-1 | market | KCL_DCOPF_constraint['23'] | 23 | {'dcopf': False, 'IEEE 24 Bus': True} | FALSE
t-1 | market | KCL_DCOPF_constraint['16'] | 16 | {'dcopf': False, 'IEEE 24 Bus': True} | FALSE
t-1 | market | KCL_DCOPF_constraint['9'] | 9 | {'dcopf': False, 'IEEE 24 Bus': True} | FALSE
t-1 | market | KCL_DCOPF_constraint['21'] | 21 | {'dcopf': False, 'IEEE 24 Bus': True} | FALSE
t-1 | market | KCL_DCOPF_constraint['19'] | 19 | {'dcopf': False, 'IEEE 24 Bus': True} | FALSE
t-1 | market | KCL_DCOPF_constraint['13'] | 13 | {'dcopf': False, 'IEEE 24 Bus': True} | FALSE
t-1 | market | KCL_DCOPF_constraint['6'] | 6 | {'dcopf': False, 'IEEE 24 Bus': True} | FALSE
t-1 | market | KCL_DCOPF_constraint['15'] | 15 | {'dcopf': False, 'IEEE 24 Bus': True} | FALSE
t-1 | market | KCL_DCOPF_constraint['1'] | 1 | {'dcopf': False, 'IEEE 24 Bus': True} | FALSE
t-1 | market | KCL_DCOPF_constraint['20'] | 20 | {'dcopf': False, 'IEEE 24 Bus': True} | FALSE
t-1 | market | branch_KVL_DCOPF[L1-12] | L1-12 | {'dcopf': False, 'IEEE 24 Bus': True} | FALSE
t-1 | market | branch_KVL_DCOPF[L2-13] | L2-13 | {'dcopf': False, 'IEEE 24 Bus': True} | FALSE
t-1 | market | branch_KVL_DCOPF[L3-15] | L3-15 | {'dcopf': False, 'IEEE 24 Bus': True} | FALSE
t-1 | market | branch_KVL_DCOPF[L4-24] | L4-24 | {'dcopf': False, 'IEEE 24 Bus': True} | FALSE
t-1 | market | branch_KVL_DCOPF[L5-26] | L5-26 | {'dcopf': False, 'IEEE 24 Bus': True} | FALSE
t-1 | market | branch_KVL_DCOPF[L6-39] | L6-39 | {'dcopf': False, 'IEEE 24 Bus': True} | FALSE
t-1 | market | branch_KVL_DCOPF[L7-49] | L7-49 | {'dcopf': False, 'IEEE 24 Bus': True} | FALSE
t-1 | market | branch_KVL_DCOPF[L8-510] | L8-510 | {'dcopf': False, 'IEEE 24 Bus': True} | FALSE
t-1 | market | branch_KVL_DCOPF[L9-610] | L9-610 | {'dcopf': False, 'IEEE 24 Bus': True} | FALSE
t-1 | market | branch_KVL_DCOPF[L10-78] | L10-78 | {'dcopf': False, 'IEEE 24 Bus': True} | FALSE
t-1 | market | branch_KVL_DCOPF[L11-89] | L11-89 | {'dcopf': False, 'IEEE 24 Bus': True} | FALSE
t-1 | market | branch_KVL_DCOPF[L12-810] | L12-810 | {'dcopf': False, 'IEEE 24 Bus': True} | FALSE
t-1 | market | branch_KVL_DCOPF[L13-1113] | L13-1113 | {'dcopf': False, 'IEEE 24 Bus': True} | FALSE
t-1 | market | branch_KVL_DCOPF[L14-1114] | L14-1114 | {'dcopf': False, 'IEEE 24 Bus': True} | FALSE
t-1 | market | branch_KVL_DCOPF[L15-1213] | L15-1213 | {'dcopf': False, 'IEEE 24 Bus': True} | FALSE
t-1 | market | branch_KVL_DCOPF[L16-1223] | L16-1223 | {'dcopf': False, 'IEEE 24 Bus': True} | FALSE
t-1 | market | branch_KVL_DCOPF[L17-1323] | L17-1323 | {'dcopf': False, 'IEEE 24 Bus': True} | FALSE
t-1 | market | branch_KVL_DCOPF[L18-1416] | L18-1416 | {'dcopf': False, 'IEEE 24 Bus': True} | FALSE
t-1 | market | branch_KVL_DCOPF[L19-1516] | L19-1516 | {'dcopf': False, 'IEEE 24 Bus': True} | FALSE
t-1 | market | branch_KVL_DCOPF[L20-1521] | L20-1521 | {'dcopf': False, 'IEEE 24 Bus': True} | FALSE
t-1 | market | branch_KVL_DCOPF[L21-1521] | L21-1521 | {'dcopf': False, 'IEEE 24 Bus': True} | FALSE
t-1 | market | branch_KVL_DCOPF[L22-1524] | L22-1524 | {'dcopf': False, 'IEEE 24 Bus': True} | FALSE
t-1 | market | branch_KVL_DCOPF[L23-1617] | L23-1617 | {'dcopf': False, 'IEEE 24 Bus': True} | FALSE
t-1 | market | branch_KVL_DCOPF[L24-1619] | L24-1619 | {'dcopf': False, 'IEEE 24 Bus': True} | FALSE
t-1 | market | branch_KVL_DCOPF[L25-1718] | L25-1718 | {'dcopf': False, 'IEEE 24 Bus': True} | FALSE
t-1 | market | branch_KVL_DCOPF[L26-1722] | L26-1722 | {'dcopf': False, 'IEEE 24 Bus': True} | FALSE
t-1 | market | branch_KVL_DCOPF[L27-1821] | L27-1821 | {'dcopf': False, 'IEEE 24 Bus': True} | FALSE
t-1 | market | branch_KVL_DCOPF[L28-1821] | L28-1821 | {'dcopf': False, 'IEEE 24 Bus': True} | FALSE
t-1 | market | branch_KVL_DCOPF[L29-1920] | L29-1920 | {'dcopf': False, 'IEEE 24 Bus': True} | FALSE
t-1 | market | branch_KVL_DCOPF[L30-1920] | L30-1920 | {'dcopf': False, 'IEEE 24 Bus': True} | FALSE
t-1 | market | branch_KVL_DCOPF[L31-2023] | L31-2023 | {'dcopf': False, 'IEEE 24 Bus': True} | FALSE
t-1 | market | branch_KVL_DCOPF[L32-2023] | L32-2023 | {'dcopf': False, 'IEEE 24 Bus': True} | FALSE
t-1 | market | branch_KVL_DCOPF[L33-2122] | L33-2122 | {'dcopf': False, 'IEEE 24 Bus': True} | FALSE
t-1 | market | branch_voltage_angle[L1-12] | L1-12 | {'dcopf': False, 'IEEE 24 Bus': True} | FALSE
t-1 | market | branch_voltage_angle[L2-13] | L2-13 | {'dcopf': False, 'IEEE 24 Bus': True} | FALSE
t-1 | market | branch_voltage_angle[L3-15] | L3-15 | {'dcopf': False, 'IEEE 24 Bus': True} | FALSE
t-1 | market | branch_voltage_angle[L4-24] | L4-24 | {'dcopf': False, 'IEEE 24 Bus': True} | FALSE
t-1 | market | branch_voltage_angle[L5-26] | L5-26 | {'dcopf': False, 'IEEE 24 Bus': True} | FALSE
t-1 | market | branch_voltage_angle[L6-39] | L6-39 | {'dcopf': False, 'IEEE 24 Bus': True} | FALSE
t-1 | market | branch_voltage_angle[L7-49] | L7-49 | {'dcopf': False, 'IEEE 24 Bus': True} | FALSE
t-1 | market | branch_voltage_angle[L8-510] | L8-510 | {'dcopf': False, 'IEEE 24 Bus': True} | FALSE
t-1 | market | branch_voltage_angle[L9-610] | L9-610 | {'dcopf': False, 'IEEE 24 Bus': True} | FALSE
t-1 | market | branch_voltage_angle[L10-78] | L10-78 | {'dcopf': False, 'IEEE 24 Bus': True} | FALSE
t-1 | market | branch_voltage_angle[L11-89] | L11-89 | {'dcopf': False, 'IEEE 24 Bus': True} | FALSE
t-1 | market | branch_voltage_angle[L12-810] | L12-810 | {'dcopf': False, 'IEEE 24 Bus': True} | FALSE
t-1 | market | branch_voltage_angle[L13-1113] | L13-1113 | {'dcopf': False, 'IEEE 24 Bus': True} | FALSE
t-1 | market | branch_voltage_angle[L14-1114] | L14-1114 | {'dcopf': False, 'IEEE 24 Bus': True} | FALSE
t-1 | market | branch_voltage_angle[L15-1213] | L15-1213 | {'dcopf': False, 'IEEE 24 Bus': True} | FALSE
t-1 | market | branch_voltage_angle[L16-1223] | L16-1223 | {'dcopf': False, 'IEEE 24 Bus': True} | FALSE
t-1 | market | branch_voltage_angle[L17-1323] | L17-1323 | {'dcopf': False, 'IEEE 24 Bus': True} | FALSE
t-1 | market | branch_voltage_angle[L18-1416] | L18-1416 | {'dcopf': False, 'IEEE 24 Bus': True} | FALSE
t-1 | market | branch_voltage_angle[L19-1516] | L19-1516 | {'dcopf': False, 'IEEE 24 Bus': True} | FALSE
t-1 | market | branch_voltage_angle[L20-1521] | L20-1521 | {'dcopf': False, 'IEEE 24 Bus': True} | FALSE
t-1 | market | branch_voltage_angle[L21-1521] | L21-1521 | {'dcopf': False, 'IEEE 24 Bus': True} | FALSE
t-1 | market | branch_voltage_angle[L22-1524] | L22-1524 | {'dcopf': False, 'IEEE 24 Bus': True} | FALSE
t-1 | market | branch_voltage_angle[L23-1617] | L23-1617 | {'dcopf': False, 'IEEE 24 Bus': True} | FALSE
t-1 | market | branch_voltage_angle[L24-1619] | L24-1619 | {'dcopf': False, 'IEEE 24 Bus': True} | FALSE
t-1 | market | branch_voltage_angle[L25-1718] | L25-1718 | {'dcopf': False, 'IEEE 24 Bus': True} | FALSE
t-1 | market | branch_voltage_angle[L26-1722] | L26-1722 | {'dcopf': False, 'IEEE 24 Bus': True} | FALSE
t-1 | market | branch_voltage_angle[L27-1821] | L27-1821 | {'dcopf': False, 'IEEE 24 Bus': True} | FALSE
t-1 | market | branch_voltage_angle[L28-1821] | L28-1821 | {'dcopf': False, 'IEEE 24 Bus': True} | FALSE
t-1 | market | branch_voltage_angle[L29-1920] | L29-1920 | {'dcopf': False, 'IEEE 24 Bus': True} | FALSE
t-1 | market | branch_voltage_angle[L30-1920] | L30-1920 | {'dcopf': False, 'IEEE 24 Bus': True} | FALSE
t-1 | market | branch_voltage_angle[L31-2023] | L31-2023 | {'dcopf': False, 'IEEE 24 Bus': True} | FALSE
t-1 | market | branch_voltage_angle[L32-2023] | L32-2023 | {'dcopf': False, 'IEEE 24 Bus': True} | FALSE
t-1 | market | branch_voltage_angle[L33-2122] | L33-2122 | {'dcopf': False, 'IEEE 24 Bus': True} | FALSE
t-1 | market | transformer_2W_KVL_DCOPF[T1-324] | T1-324 | {'dcopf': False, 'IEEE 24 Bus': True} | FALSE
t-1 | market | transformer_2W_KVL_DCOPF[T2-911] | T2-911 | {'dcopf': False, 'IEEE 24 Bus': True} | FALSE
t-1 | market | transformer_2W_KVL_DCOPF[T3-912] | T3-912 | {'dcopf': False, 'IEEE 24 Bus': True} | FALSE
t-1 | market | transformer_2W_KVL_DCOPF[T4-1011] | T4-1011 | {'dcopf': False, 'IEEE 24 Bus': True} | FALSE
t-1 | market | transformer_2W_KVL_DCOPF[T5-1012] | T5-1012 | {'dcopf': False, 'IEEE 24 Bus': True} | FALSE
t-1 | market | transformer_2W_voltage_angle[T1-324] | T1-324 | {'dcopf': False, 'IEEE 24 Bus': True} | FALSE
t-1 | market | transformer_2W_voltage_angle[T2-911] | T2-911 | {'dcopf': False, 'IEEE 24 Bus': True} | FALSE
t-1 | market | transformer_2W_voltage_angle[T3-912] | T3-912 | {'dcopf': False, 'IEEE 24 Bus': True} | FALSE
t-1 | market | transformer_2W_voltage_angle[T4-1011] | T4-1011 | {'dcopf': False, 'IEEE 24 Bus': True} | FALSE
t-1 | market | transformer_2W_voltage_angle[T5-1012] | T5-1012 | {'dcopf': False, 'IEEE 24 Bus': True} | FALSE
t-1 | market | voltage_ref_bus['13'] | 13 | {'dcopf': False, 'IEEE 24 Bus': True} | FALSE
t-1 | market | branch_real_power_flow_UB[L1-12] | L1-12 | {'dcopf': False, 'IEEE 24 Bus': True} | FALSE
t-1 | market | branch_real_power_flow_UB[L2-13] | L2-13 | {'dcopf': False, 'IEEE 24 Bus': True} | FALSE
t-1 | market | branch_real_power_flow_UB[L3-15] | L3-15 | {'dcopf': False, 'IEEE 24 Bus': True} | FALSE
t-1 | market | branch_real_power_flow_UB[L4-24] | L4-24 | {'dcopf': False, 'IEEE 24 Bus': True} | FALSE
t-1 | market | branch_real_power_flow_UB[L5-26] | L5-26 | {'dcopf': False, 'IEEE 24 Bus': True} | FALSE
t-1 | market | branch_real_power_flow_UB[L6-39] | L6-39 | {'dcopf': False, 'IEEE 24 Bus': True} | FALSE
t-1 | market | branch_real_power_flow_UB[L7-49] | L7-49 | {'dcopf': False, 'IEEE 24 Bus': True} | FALSE
t-1 | market | branch_real_power_flow_UB[L8-510] | L8-510 | {'dcopf': False, 'IEEE 24 Bus': True} | FALSE
t-1 | market | branch_real_power_flow_UB[L9-610] | L9-610 | {'dcopf': False, 'IEEE 24 Bus': True} | FALSE
t-1 | market | branch_real_power_flow_UB[L10-78] | L10-78 | {'dcopf': False, 'IEEE 24 Bus': True} | FALSE
t-1 | market | branch_real_power_flow_UB[L11-89] | L11-89 | {'dcopf': False, 'IEEE 24 Bus': True} | FALSE
t-1 | market | branch_real_power_flow_UB[L12-810] | L12-810 | {'dcopf': False, 'IEEE 24 Bus': True} | FALSE
t-1 | market | branch_real_power_flow_UB[L13-1113] | L13-1113 | {'dcopf': False, 'IEEE 24 Bus': True} | FALSE
t-1 | market | branch_real_power_flow_UB[L14-1114] | L14-1114 | {'dcopf': False, 'IEEE 24 Bus': True} | FALSE
t-1 | market | branch_real_power_flow_UB[L15-1213] | L15-1213 | {'dcopf': False, 'IEEE 24 Bus': True} | FALSE
t-1 | market | branch_real_power_flow_UB[L16-1223] | L16-1223 | {'dcopf': False, 'IEEE 24 Bus': True} | FALSE
t-1 | market | branch_real_power_flow_UB[L17-1323] | L17-1323 | {'dcopf': False, 'IEEE 24 Bus': True} | FALSE
t-1 | market | branch_real_power_flow_UB[L18-1416] | L18-1416 | {'dcopf': False, 'IEEE 24 Bus': True} | FALSE
t-1 | market | branch_real_power_flow_UB[L19-1516] | L19-1516 | {'dcopf': False, 'IEEE 24 Bus': True} | FALSE
t-1 | market | branch_real_power_flow_UB[L20-1521] | L20-1521 | {'dcopf': False, 'IEEE 24 Bus': True} | FALSE
t-1 | market | branch_real_power_flow_UB[L21-1521] | L21-1521 | {'dcopf': False, 'IEEE 24 Bus': True} | FALSE
t-1 | market | branch_real_power_flow_UB[L22-1524] | L22-1524 | {'dcopf': False, 'IEEE 24 Bus': True} | FALSE
t-1 | market | branch_real_power_flow_UB[L23-1617] | L23-1617 | {'dcopf': False, 'IEEE 24 Bus': True} | FALSE
t-1 | market | branch_real_power_flow_UB[L24-1619] | L24-1619 | {'dcopf': False, 'IEEE 24 Bus': True} | FALSE
t-1 | market | branch_real_power_flow_UB[L25-1718] | L25-1718 | {'dcopf': False, 'IEEE 24 Bus': True} | FALSE
t-1 | market | branch_real_power_flow_UB[L26-1722] | L26-1722 | {'dcopf': False, 'IEEE 24 Bus': True} | FALSE
t-1 | market | branch_real_power_flow_UB[L27-1821] | L27-1821 | {'dcopf': False, 'IEEE 24 Bus': True} | FALSE
t-1 | market | branch_real_power_flow_UB[L28-1821] | L28-1821 | {'dcopf': False, 'IEEE 24 Bus': True} | FALSE
t-1 | market | branch_real_power_flow_UB[L29-1920] | L29-1920 | {'dcopf': False, 'IEEE 24 Bus': True} | FALSE
t-1 | market | branch_real_power_flow_UB[L30-1920] | L30-1920 | {'dcopf': False, 'IEEE 24 Bus': True} | FALSE
t-1 | market | branch_real_power_flow_UB[L31-2023] | L31-2023 | {'dcopf': False, 'IEEE 24 Bus': True} | FALSE
t-1 | market | branch_real_power_flow_UB[L32-2023] | L32-2023 | {'dcopf': False, 'IEEE 24 Bus': True} | FALSE
t-1 | market | branch_real_power_flow_UB[L33-2122] | L33-2122 | {'dcopf': False, 'IEEE 24 Bus': True} | FALSE
t-1 | market | branch_real_power_flow_UB_reverse[L1-12] | L1-12 | {'dcopf': False, 'IEEE 24 Bus': True} | FALSE
t-1 | market | branch_real_power_flow_UB_reverse[L2-13] | L2-13 | {'dcopf': False, 'IEEE 24 Bus': True} | FALSE
t-1 | market | branch_real_power_flow_UB_reverse[L3-15] | L3-15 | {'dcopf': False, 'IEEE 24 Bus': True} | FALSE
t-1 | market | branch_real_power_flow_UB_reverse[L4-24] | L4-24 | {'dcopf': False, 'IEEE 24 Bus': True} | FALSE
t-1 | market | branch_real_power_flow_UB_reverse[L5-26] | L5-26 | {'dcopf': False, 'IEEE 24 Bus': True} | FALSE
t-1 | market | branch_real_power_flow_UB_reverse[L6-39] | L6-39 | {'dcopf': False, 'IEEE 24 Bus': True} | FALSE
t-1 | market | branch_real_power_flow_UB_reverse[L7-49] | L7-49 | {'dcopf': False, 'IEEE 24 Bus': True} | FALSE
t-1 | market | branch_real_power_flow_UB_reverse[L8-510] | L8-510 | {'dcopf': False, 'IEEE 24 Bus': True} | FALSE
t-1 | market | branch_real_power_flow_UB_reverse[L9-610] | L9-610 | {'dcopf': False, 'IEEE 24 Bus': True} | FALSE
t-1 | market | branch_real_power_flow_UB_reverse[L10-78] | L10-78 | {'dcopf': False, 'IEEE 24 Bus': True} | FALSE
t-1 | market | branch_real_power_flow_UB_reverse[L11-89] | L11-89 | {'dcopf': False, 'IEEE 24 Bus': True} | FALSE
t-1 | market | branch_real_power_flow_UB_reverse[L12-810] | L12-810 | {'dcopf': False, 'IEEE 24 Bus': True} | FALSE
t-1 | market | branch_real_power_flow_UB_reverse[L13-1113] | L13-1113 | {'dcopf': False, 'IEEE 24 Bus': True} | FALSE
t-1 | market | branch_real_power_flow_UB_reverse[L14-1114] | L14-1114 | {'dcopf': False, 'IEEE 24 Bus': True} | FALSE
t-1 | market | branch_real_power_flow_UB_reverse[L15-1213] | L15-1213 | {'dcopf': False, 'IEEE 24 Bus': True} | FALSE
t-1 | market | branch_real_power_flow_UB_reverse[L16-1223] | L16-1223 | {'dcopf': False, 'IEEE 24 Bus': True} | FALSE
t-1 | market | branch_real_power_flow_UB_reverse[L17-1323] | L17-1323 | {'dcopf': False, 'IEEE 24 Bus': True} | FALSE
t-1 | market | branch_real_power_flow_UB_reverse[L18-1416] | L18-1416 | {'dcopf': False, 'IEEE 24 Bus': True} | FALSE
t-1 | market | branch_real_power_flow_UB_reverse[L19-1516] | L19-1516 | {'dcopf': False, 'IEEE 24 Bus': True} | FALSE
t-1 | market | branch_real_power_flow_UB_reverse[L20-1521] | L20-1521 | {'dcopf': False, 'IEEE 24 Bus': True} | FALSE
t-1 | market | branch_real_power_flow_UB_reverse[L21-1521] | L21-1521 | {'dcopf': False, 'IEEE 24 Bus': True} | FALSE
t-1 | market | branch_real_power_flow_UB_reverse[L22-1524] | L22-1524 | {'dcopf': False, 'IEEE 24 Bus': True} | FALSE
t-1 | market | branch_real_power_flow_UB_reverse[L23-1617] | L23-1617 | {'dcopf': False, 'IEEE 24 Bus': True} | FALSE
t-1 | market | branch_real_power_flow_UB_reverse[L24-1619] | L24-1619 | {'dcopf': False, 'IEEE 24 Bus': True} | FALSE
t-1 | market | branch_real_power_flow_UB_reverse[L25-1718] | L25-1718 | {'dcopf': False, 'IEEE 24 Bus': True} | FALSE
t-1 | market | branch_real_power_flow_UB_reverse[L26-1722] | L26-1722 | {'dcopf': False, 'IEEE 24 Bus': True} | FALSE
t-1 | market | branch_real_power_flow_UB_reverse[L27-1821] | L27-1821 | {'dcopf': False, 'IEEE 24 Bus': True} | FALSE
t-1 | market | branch_real_power_flow_UB_reverse[L28-1821] | L28-1821 | {'dcopf': False, 'IEEE 24 Bus': True} | FALSE
t-1 | market | branch_real_power_flow_UB_reverse[L29-1920] | L29-1920 | {'dcopf': False, 'IEEE 24 Bus': True} | FALSE
t-1 | market | branch_real_power_flow_UB_reverse[L30-1920] | L30-1920 | {'dcopf': False, 'IEEE 24 Bus': True} | FALSE
t-1 | market | branch_real_power_flow_UB_reverse[L31-2023] | L31-2023 | {'dcopf': False, 'IEEE 24 Bus': True} | FALSE
t-1 | market | branch_real_power_flow_UB_reverse[L32-2023] | L32-2023 | {'dcopf': False, 'IEEE 24 Bus': True} | FALSE
t-1 | market | branch_real_power_flow_UB_reverse[L33-2122] | L33-2122 | {'dcopf': False, 'IEEE 24 Bus': True} | FALSE
t-1 | market | transformer_2W_real_power_flow_UB[T1-324] | T1-324 | {'dcopf': False, 'IEEE 24 Bus': True} | FALSE
t-1 | market | transformer_2W_real_power_flow_UB[T2-911] | T2-911 | {'dcopf': False, 'IEEE 24 Bus': True} | FALSE
t-1 | market | transformer_2W_real_power_flow_UB[T3-912] | T3-912 | {'dcopf': False, 'IEEE 24 Bus': True} | FALSE
t-1 | market | transformer_2W_real_power_flow_UB[T4-1011] | T4-1011 | {'dcopf': False, 'IEEE 24 Bus': True} | FALSE
t-1 | market | transformer_2W_real_power_flow_UB[T5-1012] | T5-1012 | {'dcopf': False, 'IEEE 24 Bus': True} | FALSE
t-1 | market | transformer_2W_real_power_flow_UB_reverse[T1-324] | T1-324 | {'dcopf': False, 'IEEE 24 Bus': True} | FALSE
t-1 | market | transformer_2W_real_power_flow_UB_reverse[T2-911] | T2-911 | {'dcopf': False, 'IEEE 24 Bus': True} | FALSE
t-1 | market | transformer_2W_real_power_flow_UB_reverse[T3-912] | T3-912 | {'dcopf': False, 'IEEE 24 Bus': True} | FALSE
t-1 | market | transformer_2W_real_power_flow_UB_reverse[T4-1011] | T4-1011 | {'dcopf': False, 'IEEE 24 Bus': True} | FALSE
t-1 | market | transformer_2W_real_power_flow_UB_reverse[T5-1012] | T5-1012 | {'dcopf': False, 'IEEE 24 Bus': True} | FALSE
t-1 | market | dcopf_generation_redispatch[G1] | G1 | {'dcopf': False, 'IEEE 24 Bus': True} | FALSE
t-1 | market | dcopf_generation_redispatch[G2] | G2 | {'dcopf': False, 'IEEE 24 Bus': True} | FALSE
t-1 | market | dcopf_generation_redispatch[G3] | G3 | {'dcopf': False, 'IEEE 24 Bus': True} | FALSE
t-1 | market | dcopf_generation_redispatch[G4] | G4 | {'dcopf': False, 'IEEE 24 Bus': True} | FALSE
t-1 | market | dcopf_generation_redispatch[G5] | G5 | {'dcopf': False, 'IEEE 24 Bus': True} | FALSE
t-1 | market | dcopf_generation_redispatch[G6] | G6 | {'dcopf': False, 'IEEE 24 Bus': True} | FALSE
t-1 | market | dcopf_generation_redispatch[G7] | G7 | {'dcopf': False, 'IEEE 24 Bus': True} | FALSE
t-1 | market | dcopf_generation_redispatch[G8] | G8 | {'dcopf': False, 'IEEE 24 Bus': True} | FALSE
t-1 | market | dcopf_generation_redispatch[G9] | G9 | {'dcopf': False, 'IEEE 24 Bus': True} | FALSE
t-1 | market | dcopf_generation_redispatch[G10] | G10 | {'dcopf': False, 'IEEE 24 Bus': True} | FALSE
t-1 | market | dcopf_generation_redispatch[G11] | G11 | {'dcopf': False, 'IEEE 24 Bus': True} | FALSE
t-1 | market | dcopf_generation_redispatch[G12] | G12 | {'dcopf': False, 'IEEE 24 Bus': True} | FALSE
t-1 | market | dcopf_generation_redispatch['W@1.1'] | W@1.1 | {'dcopf': False, 'IEEE 24 Bus': True} | FALSE
t-1 | market | dcopf_generation_redispatch['W@1.2'] | W@1.2 | {'dcopf': False, 'IEEE 24 Bus': True} | FALSE
t-1 | market | dcopf_generation_redispatch[W@2] | W@2 | {'dcopf': False, 'IEEE 24 Bus': True} | FALSE
t-1 | market | dcopf_generation_redispatch[W@3] | W@3 | {'dcopf': False, 'IEEE 24 Bus': True} | FALSE
t-1 | market | dcopf_generation_redispatch[W@5] | W@5 | {'dcopf': False, 'IEEE 24 Bus': True} | FALSE
t-1 | market | dcopf_generation_redispatch[W@7] | W@7 | {'dcopf': False, 'IEEE 24 Bus': True} | FALSE
t-1 | market | generator_prorata_bid_decompose[G1] | G1 | {'dcopf': False, 'IEEE 24 Bus': True} | FALSE
t-1 | market | generator_prorata_bid_decompose[G2] | G2 | {'dcopf': False, 'IEEE 24 Bus': True} | FALSE
t-1 | market | generator_prorata_bid_decompose[G3] | G3 | {'dcopf': False, 'IEEE 24 Bus': True} | FALSE
t-1 | market | generator_prorata_bid_decompose[G4] | G4 | {'dcopf': False, 'IEEE 24 Bus': True} | FALSE
t-1 | market | generator_prorata_bid_decompose[G5] | G5 | {'dcopf': False, 'IEEE 24 Bus': True} | FALSE
t-1 | market | generator_prorata_bid_decompose[G6] | G6 | {'dcopf': False, 'IEEE 24 Bus': True} | FALSE
t-1 | market | generator_prorata_bid_decompose[G7] | G7 | {'dcopf': False, 'IEEE 24 Bus': True} | FALSE
t-1 | market | generator_prorata_bid_decompose[G8] | G8 | {'dcopf': False, 'IEEE 24 Bus': True} | FALSE
t-1 | market | generator_prorata_bid_decompose[G9] | G9 | {'dcopf': False, 'IEEE 24 Bus': True} | FALSE
t-1 | market | generator_prorata_bid_decompose[G10] | G10 | {'dcopf': False, 'IEEE 24 Bus': True} | FALSE
t-1 | market | generator_prorata_bid_decompose[G11] | G11 | {'dcopf': False, 'IEEE 24 Bus': True} | FALSE
t-1 | market | generator_prorata_bid_decompose[G12] | G12 | {'dcopf': False, 'IEEE 24 Bus': True} | FALSE
t-1 | market | generator_prorata_bid_decompose['W@1.1'] | W@1.1 | {'dcopf': False, 'IEEE 24 Bus': True} | FALSE
t-1 | market | generator_prorata_bid_decompose['W@1.2'] | W@1.2 | {'dcopf': False, 'IEEE 24 Bus': True} | FALSE
t-1 | market | generator_prorata_bid_decompose[W@2] | W@2 | {'dcopf': False, 'IEEE 24 Bus': True} | FALSE
t-1 | market | generator_prorata_bid_decompose[W@3] | W@3 | {'dcopf': False, 'IEEE 24 Bus': True} | FALSE
t-1 | market | generator_prorata_bid_decompose[W@5] | W@5 | {'dcopf': False, 'IEEE 24 Bus': True} | FALSE
t-1 | market | generator_prorata_bid_decompose[W@7] | W@7 | {'dcopf': False, 'IEEE 24 Bus': True} | FALSE
t-1 | market | generator_prorata_offer_bigM['W@1.1'] | W@1.1 | {'dcopf': False, 'IEEE 24 Bus': True} | FALSE
t-1 | market | generator_prorata_offer_bigM['W@1.2'] | W@1.2 | {'dcopf': False, 'IEEE 24 Bus': True} | FALSE
t-1 | market | generator_prorata_offer_bigM[W@2] | W@2 | {'dcopf': False, 'IEEE 24 Bus': True} | FALSE
t-1 | market | generator_prorata_offer_bigM[W@3] | W@3 | {'dcopf': False, 'IEEE 24 Bus': True} | FALSE
t-1 | market | generator_prorata_offer_bigM[W@5] | W@5 | {'dcopf': False, 'IEEE 24 Bus': True} | FALSE
t-1 | market | generator_prorata_offer_bigM[W@7] | W@7 | {'dcopf': False, 'IEEE 24 Bus': True} | FALSE
t-1 | market | generator_prorata_bid_bigM['W@1.1'] | W@1.1 | {'dcopf': False, 'IEEE 24 Bus': True} | FALSE
t-1 | market | generator_prorata_bid_bigM['W@1.2'] | W@1.2 | {'dcopf': False, 'IEEE 24 Bus': True} | FALSE
t-1 | market | generator_prorata_bid_bigM[W@2] | W@2 | {'dcopf': False, 'IEEE 24 Bus': True} | FALSE
t-1 | market | generator_prorata_bid_bigM[W@3] | W@3 | {'dcopf': False, 'IEEE 24 Bus': True} | FALSE
t-1 | market | generator_prorata_bid_bigM[W@5] | W@5 | {'dcopf': False, 'IEEE 24 Bus': True} | FALSE
t-1 | market | generator_prorata_bid_bigM[W@7] | W@7 | {'dcopf': False, 'IEEE 24 Bus': True} | FALSE
t-1 | market | generator_prorata_no_offer_when_curtailed['W@1.1'] | W@1.1 | {'dcopf': False, 'IEEE 24 Bus': True} | FALSE
t-1 | market | generator_prorata_no_offer_when_curtailed['W@1.2'] | W@1.2 | {'dcopf': False, 'IEEE 24 Bus': True} | FALSE
t-1 | market | generator_prorata_no_offer_when_curtailed[W@2] | W@2 | {'dcopf': False, 'IEEE 24 Bus': True} | FALSE
t-1 | market | generator_prorata_no_offer_when_curtailed[W@3] | W@3 | {'dcopf': False, 'IEEE 24 Bus': True} | FALSE
t-1 | market | generator_prorata_no_offer_when_curtailed[W@5] | W@5 | {'dcopf': False, 'IEEE 24 Bus': True} | FALSE
t-1 | market | generator_prorata_no_offer_when_curtailed[W@7] | W@7 | {'dcopf': False, 'IEEE 24 Bus': True} | FALSE
t-1 | market | generation_prorata_curtailment_LB['W@1.1'] | W@1.1 | {'dcopf': False, 'IEEE 24 Bus': True} | FALSE
t-1 | market | generation_prorata_curtailment_LB['W@1.2'] | W@1.2 | {'dcopf': False, 'IEEE 24 Bus': True} | FALSE
t-1 | market | generation_prorata_curtailment_LB[W@2] | W@2 | {'dcopf': False, 'IEEE 24 Bus': True} | FALSE
t-1 | market | generation_prorata_curtailment_LB[W@3] | W@3 | {'dcopf': False, 'IEEE 24 Bus': True} | FALSE
t-1 | market | generation_prorata_curtailment_LB[W@5] | W@5 | {'dcopf': False, 'IEEE 24 Bus': True} | FALSE
t-1 | market | generation_prorata_curtailment_LB[W@7] | W@7 | {'dcopf': False, 'IEEE 24 Bus': True} | FALSE
t-1 | market | generation_prorata_curtailment_UB['W@1.1'] | W@1.1 | {'dcopf': False, 'IEEE 24 Bus': True} | FALSE
t-1 | market | generation_prorata_curtailment_UB['W@1.2'] | W@1.2 | {'dcopf': False, 'IEEE 24 Bus': True} | FALSE
t-1 | market | generation_prorata_curtailment_UB[W@2] | W@2 | {'dcopf': False, 'IEEE 24 Bus': True} | FALSE
t-1 | market | generation_prorata_curtailment_UB[W@3] | W@3 | {'dcopf': False, 'IEEE 24 Bus': True} | FALSE
t-1 | market | generation_prorata_curtailment_UB[W@5] | W@5 | {'dcopf': False, 'IEEE 24 Bus': True} | FALSE
t-1 | market | generation_prorata_curtailment_UB[W@7] | W@7 | {'dcopf': False, 'IEEE 24 Bus': True} | FALSE
t-1 | market | generation_prorata_curtailment_piecewise_logic_firm[G1] | G1 | {'dcopf': False, 'IEEE 24 Bus': True} | FALSE
t-1 | market | generation_prorata_curtailment_piecewise_logic_firm[G2] | G2 | {'dcopf': False, 'IEEE 24 Bus': True} | FALSE
t-1 | market | generation_prorata_curtailment_piecewise_logic_firm[G3] | G3 | {'dcopf': False, 'IEEE 24 Bus': True} | FALSE
t-1 | market | generation_prorata_curtailment_piecewise_logic_firm[G4] | G4 | {'dcopf': False, 'IEEE 24 Bus': True} | FALSE
t-1 | market | generation_prorata_curtailment_piecewise_logic_firm[G5] | G5 | {'dcopf': False, 'IEEE 24 Bus': True} | FALSE
t-1 | market | generation_prorata_curtailment_piecewise_logic_firm[G6] | G6 | {'dcopf': False, 'IEEE 24 Bus': True} | FALSE
t-1 | market | generation_prorata_curtailment_piecewise_logic_firm[G7] | G7 | {'dcopf': False, 'IEEE 24 Bus': True} | FALSE
t-1 | market | generation_prorata_curtailment_piecewise_logic_firm[G8] | G8 | {'dcopf': False, 'IEEE 24 Bus': True} | FALSE
t-1 | market | generation_prorata_curtailment_piecewise_logic_firm[G9] | G9 | {'dcopf': False, 'IEEE 24 Bus': True} | FALSE
t-1 | market | generation_prorata_curtailment_piecewise_logic_firm[G10] | G10 | {'dcopf': False, 'IEEE 24 Bus': True} | FALSE
t-1 | market | generation_prorata_curtailment_piecewise_logic_firm[G11] | G11 | {'dcopf': False, 'IEEE 24 Bus': True} | FALSE
t-1 | market | generation_prorata_curtailment_piecewise_logic_firm[G12] | G12 | {'dcopf': False, 'IEEE 24 Bus': True} | FALSE
t-1 | market | generation_prorata_curtailment_piecewise_logic_firm['W@1.1'] | W@1.1 | {'dcopf': False, 'IEEE 24 Bus': True} | FALSE
t-1 | market | generation_prorata_curtailment_piecewise_logic_firm['W@1.2'] | W@1.2 | {'dcopf': False, 'IEEE 24 Bus': True} | FALSE
t-1 | market | generation_prorata_curtailment_piecewise_logic_firm[W@2] | W@2 | {'dcopf': False, 'IEEE 24 Bus': True} | FALSE
t-1 | market | generation_prorata_curtailment_piecewise_logic_firm[W@3] | W@3 | {'dcopf': False, 'IEEE 24 Bus': True} | FALSE
t-1 | market | generation_prorata_curtailment_piecewise_logic_firm[W@5] | W@5 | {'dcopf': False, 'IEEE 24 Bus': True} | FALSE
t-1 | market | generation_prorata_curtailment_piecewise_logic_firm[W@7] | W@7 | {'dcopf': False, 'IEEE 24 Bus': True} | FALSE
t-1 | market | generation_prorata_curtailment_piecewise_logic_nonfirm_no_firm['W@1.1'] | W@1.1 | {'dcopf': False, 'IEEE 24 Bus': True} | FALSE
t-1 | market | generation_prorata_curtailment_piecewise_logic_nonfirm_no_firm['W@1.2'] | W@1.2 | {'dcopf': False, 'IEEE 24 Bus': True} | FALSE
t-1 | market | generation_prorata_curtailment_piecewise_logic_nonfirm_no_firm[W@2] | W@2 | {'dcopf': False, 'IEEE 24 Bus': True} | FALSE
t-1 | market | generation_prorata_curtailment_piecewise_logic_nonfirm_no_firm[W@3] | W@3 | {'dcopf': False, 'IEEE 24 Bus': True} | FALSE
t-1 | market | generation_prorata_curtailment_piecewise_logic_nonfirm_no_firm[W@5] | W@5 | {'dcopf': False, 'IEEE 24 Bus': True} | FALSE
t-1 | market | generation_prorata_curtailment_piecewise_logic_nonfirm_no_firm[W@7] | W@7 | {'dcopf': False, 'IEEE 24 Bus': True} | FALSE
t-1 | market | generation_prorata_curtailment_piecewise_logic_firm_UB[G1] | G1 | {'dcopf': False, 'IEEE 24 Bus': True} | FALSE
t-1 | market | generation_prorata_curtailment_piecewise_logic_firm_UB[G2] | G2 | {'dcopf': False, 'IEEE 24 Bus': True} | FALSE
t-1 | market | generation_prorata_curtailment_piecewise_logic_firm_UB[G3] | G3 | {'dcopf': False, 'IEEE 24 Bus': True} | FALSE
t-1 | market | generation_prorata_curtailment_piecewise_logic_firm_UB[G4] | G4 | {'dcopf': False, 'IEEE 24 Bus': True} | FALSE
t-1 | market | generation_prorata_curtailment_piecewise_logic_firm_UB[G5] | G5 | {'dcopf': False, 'IEEE 24 Bus': True} | FALSE
t-1 | market | generation_prorata_curtailment_piecewise_logic_firm_UB[G6] | G6 | {'dcopf': False, 'IEEE 24 Bus': True} | FALSE
t-1 | market | generation_prorata_curtailment_piecewise_logic_firm_UB[G7] | G7 | {'dcopf': False, 'IEEE 24 Bus': True} | FALSE
t-1 | market | generation_prorata_curtailment_piecewise_logic_firm_UB[G8] | G8 | {'dcopf': False, 'IEEE 24 Bus': True} | FALSE
t-1 | market | generation_prorata_curtailment_piecewise_logic_firm_UB[G9] | G9 | {'dcopf': False, 'IEEE 24 Bus': True} | FALSE
t-1 | market | generation_prorata_curtailment_piecewise_logic_firm_UB[G10] | G10 | {'dcopf': False, 'IEEE 24 Bus': True} | FALSE
t-1 | market | generation_prorata_curtailment_piecewise_logic_firm_UB[G11] | G11 | {'dcopf': False, 'IEEE 24 Bus': True} | FALSE
t-1 | market | generation_prorata_curtailment_piecewise_logic_firm_UB[G12] | G12 | {'dcopf': False, 'IEEE 24 Bus': True} | FALSE
t-1 | market | generation_prorata_curtailment_piecewise_logic_firm_zero[G1] | G1 | {'dcopf': False, 'IEEE 24 Bus': True} | FALSE
t-1 | market | generation_prorata_curtailment_piecewise_logic_firm_zero[G2] | G2 | {'dcopf': False, 'IEEE 24 Bus': True} | FALSE
t-1 | market | generation_prorata_curtailment_piecewise_logic_firm_zero[G3] | G3 | {'dcopf': False, 'IEEE 24 Bus': True} | FALSE
t-1 | market | generation_prorata_curtailment_piecewise_logic_firm_zero[G4] | G4 | {'dcopf': False, 'IEEE 24 Bus': True} | FALSE
t-1 | market | generation_prorata_curtailment_piecewise_logic_firm_zero[G5] | G5 | {'dcopf': False, 'IEEE 24 Bus': True} | FALSE
t-1 | market | generation_prorata_curtailment_piecewise_logic_firm_zero[G6] | G6 | {'dcopf': False, 'IEEE 24 Bus': True} | FALSE
t-1 | market | generation_prorata_curtailment_piecewise_logic_firm_zero[G7] | G7 | {'dcopf': False, 'IEEE 24 Bus': True} | FALSE
t-1 | market | generation_prorata_curtailment_piecewise_logic_firm_zero[G8] | G8 | {'dcopf': False, 'IEEE 24 Bus': True} | FALSE
t-1 | market | generation_prorata_curtailment_piecewise_logic_firm_zero[G9] | G9 | {'dcopf': False, 'IEEE 24 Bus': True} | FALSE
t-1 | market | generation_prorata_curtailment_piecewise_logic_firm_zero[G10] | G10 | {'dcopf': False, 'IEEE 24 Bus': True} | FALSE
t-1 | market | generation_prorata_curtailment_piecewise_logic_firm_zero[G11] | G11 | {'dcopf': False, 'IEEE 24 Bus': True} | FALSE
t-1 | market | generation_prorata_curtailment_piecewise_logic_firm_zero[G12] | G12 | {'dcopf': False, 'IEEE 24 Bus': True} | FALSE
t-1 | market | generator_prorata_curtailment_proportion_LB['W@1.1',South] | ('W@1.1', 'South') | {'dcopf': False, 'IEEE 24 Bus': True} | FALSE
t-1 | market | generator_prorata_curtailment_proportion_LB['W@1.2',South] | ('W@1.2', 'South') | {'dcopf': False, 'IEEE 24 Bus': True} | FALSE
t-1 | market | generator_prorata_curtailment_proportion_LB[W@2,South] | ('W@2', 'South') | {'dcopf': False, 'IEEE 24 Bus': True} | FALSE
t-1 | market | generator_prorata_curtailment_proportion_LB[W@2,'257'] | ('W@2', '257') | {'dcopf': False, 'IEEE 24 Bus': True} | FALSE
t-1 | market | generator_prorata_curtailment_proportion_LB[W@3,South] | ('W@3', 'South') | {'dcopf': False, 'IEEE 24 Bus': True} | FALSE
t-1 | market | generator_prorata_curtailment_proportion_LB[W@5,South] | ('W@5', 'South') | {'dcopf': False, 'IEEE 24 Bus': True} | FALSE
t-1 | market | generator_prorata_curtailment_proportion_LB[W@5,'257'] | ('W@5', '257') | {'dcopf': False, 'IEEE 24 Bus': True} | FALSE
t-1 | market | generator_prorata_curtailment_proportion_LB[W@7,South] | ('W@7', 'South') | {'dcopf': False, 'IEEE 24 Bus': True} | FALSE
t-1 | market | generator_prorata_curtailment_proportion_LB[W@7,'257'] | ('W@7', '257') | {'dcopf': False, 'IEEE 24 Bus': True} | FALSE
t-1 | market | generator_prorata_curtailment_proportion_UB['W@1.1',South] | ('W@1.1', 'South') | {'dcopf': False, 'IEEE 24 Bus': True} | FALSE
t-1 | market | generator_prorata_curtailment_proportion_UB['W@1.2',South] | ('W@1.2', 'South') | {'dcopf': False, 'IEEE 24 Bus': True} | FALSE
t-1 | market | generator_prorata_curtailment_proportion_UB[W@2,South] | ('W@2', 'South') | {'dcopf': False, 'IEEE 24 Bus': True} | FALSE
t-1 | market | generator_prorata_curtailment_proportion_UB[W@2,'257'] | ('W@2', '257') | {'dcopf': False, 'IEEE 24 Bus': True} | FALSE
t-1 | market | generator_prorata_curtailment_proportion_UB[W@3,South] | ('W@3', 'South') | {'dcopf': False, 'IEEE 24 Bus': True} | FALSE
t-1 | market | generator_prorata_curtailment_proportion_UB[W@5,South] | ('W@5', 'South') | {'dcopf': False, 'IEEE 24 Bus': True} | FALSE
t-1 | market | generator_prorata_curtailment_proportion_UB[W@5,'257'] | ('W@5', '257') | {'dcopf': False, 'IEEE 24 Bus': True} | FALSE
t-1 | market | generator_prorata_curtailment_proportion_UB[W@7,South] | ('W@7', 'South') | {'dcopf': False, 'IEEE 24 Bus': True} | FALSE
t-1 | market | generator_prorata_curtailment_proportion_UB[W@7,'257'] | ('W@7', '257') | {'dcopf': False, 'IEEE 24 Bus': True} | FALSE
t-1 | market | generator_prorata_group_active['W@1.1'] | W@1.1 | {'dcopf': False, 'IEEE 24 Bus': True} | FALSE
t-1 | market | generator_prorata_group_active['W@1.2'] | W@1.2 | {'dcopf': False, 'IEEE 24 Bus': True} | FALSE
t-1 | market | generator_prorata_group_active[W@2] | W@2 | {'dcopf': False, 'IEEE 24 Bus': True} | FALSE
t-1 | market | generator_prorata_group_active[W@3] | W@3 | {'dcopf': False, 'IEEE 24 Bus': True} | FALSE
t-1 | market | generator_prorata_group_active[W@5] | W@5 | {'dcopf': False, 'IEEE 24 Bus': True} | FALSE
t-1 | market | generator_prorata_group_active[W@7] | W@7 | {'dcopf': False, 'IEEE 24 Bus': True} | FALSE
t-1 | dcopf | demand_real_power_constraint[D1] | D1 | {'common': True, 'IEEE 24 Bus': True} | TRUE | 0 | 0 | 0 | 0 | {'demand_real_power_met[D1]': 0.47500000000000003, 'demand_proportion_real_power_met[D1]': 1.0}
t-1 | dcopf | demand_real_power_constraint[D2] | D2 | {'common': True, 'IEEE 24 Bus': True} | TRUE | 0 | 0 | 0 | 0 | {'demand_real_power_met[D2]': 0.425, 'demand_proportion_real_power_met[D2]': 1.0}
t-1 | dcopf | demand_real_power_constraint[D3] | D3 | {'common': True, 'IEEE 24 Bus': True} | TRUE | 0 | 0 | 0 | 0 | {'demand_real_power_met[D3]': 0.8, 'demand_proportion_real_power_met[D3]': 1.0}
t-1 | dcopf | demand_real_power_constraint[D4] | D4 | {'common': True, 'IEEE 24 Bus': True} | TRUE | 0 | 0 | 0 | 0 | {'demand_real_power_met[D4]': 0.325, 'demand_proportion_real_power_met[D4]': 1.0}
t-1 | dcopf | demand_real_power_constraint[D5] | D5 | {'common': True, 'IEEE 24 Bus': True} | TRUE | 0 | 0 | 0 | 0 | {'demand_real_power_met[D5]': 0.325, 'demand_proportion_real_power_met[D5]': 1.0}
t-1 | dcopf | demand_real_power_constraint[D6] | D6 | {'common': True, 'IEEE 24 Bus': True} | TRUE | 0 | 0 | 0 | 0 | {'demand_real_power_met[D6]': 0.6, 'demand_proportion_real_power_met[D6]': 1.0}
t-1 | dcopf | demand_real_power_constraint[D7] | D7 | {'common': True, 'IEEE 24 Bus': True} | TRUE | 0 | 0 | 0 | 0 | {'demand_real_power_met[D7]': 0.55, 'demand_proportion_real_power_met[D7]': 1.0}
t-1 | dcopf | demand_real_power_constraint[D8] | D8 | {'common': True, 'IEEE 24 Bus': True} | TRUE | 0 | 0 | 0 | 0 | {'demand_real_power_met[D8]': 0.75, 'demand_proportion_real_power_met[D8]': 1.0}
t-1 | dcopf | demand_real_power_constraint[D9] | D9 | {'common': True, 'IEEE 24 Bus': True} | TRUE | 0 | 0 | 0 | 0 | {'demand_real_power_met[D9]': 0.775, 'demand_proportion_real_power_met[D9]': 1.0}
t-1 | dcopf | demand_real_power_constraint[D10] | D10 | {'common': True, 'IEEE 24 Bus': True} | TRUE | 0 | 0 | 0 | 0 | {'demand_real_power_met[D10]': 0.85, 'demand_proportion_real_power_met[D10]': 1.0}
t-1 | dcopf | demand_real_power_constraint[D11] | D11 | {'common': True, 'IEEE 24 Bus': True} | TRUE | 0 | 0 | 0 | 0 | {'demand_real_power_met[D11]': 3.35, 'demand_proportion_real_power_met[D11]': 1.0}
t-1 | dcopf | demand_real_power_constraint[D12] | D12 | {'common': True, 'IEEE 24 Bus': True} | TRUE | 0 | 0 | 0 | 0 | {'demand_real_power_met[D12]': 2.45, 'demand_proportion_real_power_met[D12]': 1.0}
t-1 | dcopf | demand_real_power_constraint[D13] | D13 | {'common': True, 'IEEE 24 Bus': True} | TRUE | 0 | 0 | 0 | 0 | {'demand_real_power_met[D13]': 4.0, 'demand_proportion_real_power_met[D13]': 1.0}
t-1 | dcopf | demand_real_power_constraint[D14] | D14 | {'common': True, 'IEEE 24 Bus': True} | TRUE | 0 | 0 | 0 | 0 | {'demand_real_power_met[D14]': 1.25, 'demand_proportion_real_power_met[D14]': 1.0}
t-1 | dcopf | demand_real_power_constraint[D15] | D15 | {'common': True, 'IEEE 24 Bus': True} | TRUE | 0 | 0 | 0 | 0 | {'demand_real_power_met[D15]': 4.2, 'demand_proportion_real_power_met[D15]': 1.0}
t-1 | dcopf | demand_real_power_constraint[D16] | D16 | {'common': True, 'IEEE 24 Bus': True} | TRUE | 0 | 0 | 0 | 0 | {'demand_real_power_met[D16]': 2.25, 'demand_proportion_real_power_met[D16]': 1.0}
t-1 | dcopf | demand_real_power_constraint[D17] | D17 | {'common': True, 'IEEE 24 Bus': True} | TRUE | 0 | 0 | 0 | 0 | {'demand_real_power_met[D17]': 1.625, 'demand_proportion_real_power_met[D17]': 1.0}
t-1 | dcopf | interconnector_total_imports |  | {'common': True, 'IEEE 24 Bus': True} | TRUE | 0 | 0 | 0 | 0 | {'interconnector_real_power_total_imports': 0.0}
t-1 | dcopf | interconnector_total_exports |  | {'common': True, 'IEEE 24 Bus': True} | TRUE | 0 | 0 | 0 | 0 | {'interconnector_real_power_total_exports': 0.0}
t-1 | dcopf | generation_UC_real_power_LB[G1] | G1 | {'common': True, 'IEEE 24 Bus': True} | TRUE | 0 |  | 0 | 0 | {'generator_commitment[G1]': -0.0, 'generator_real_power_out[G1]': 0.0}
t-1 | dcopf | generation_UC_real_power_LB[G2] | G2 | {'common': True, 'IEEE 24 Bus': True} | TRUE | 0 |  | 0 | 0 | {'generator_commitment[G2]': -0.0, 'generator_real_power_out[G2]': 0.0}
t-1 | dcopf | generation_UC_real_power_LB[G3] | G3 | {'common': True, 'IEEE 24 Bus': True} | TRUE | 0 |  | 0 | 0 | {'generator_commitment[G3]': -0.0, 'generator_real_power_out[G3]': 0.0}
t-1 | dcopf | generation_UC_real_power_LB[G4] | G4 | {'common': True, 'IEEE 24 Bus': True} | TRUE | 0 |  | 0 | 0 | {'generator_commitment[G4]': -0.0, 'generator_real_power_out[G4]': 0.0}
t-1 | dcopf | generation_UC_real_power_LB[G5] | G5 | {'common': True, 'IEEE 24 Bus': True} | TRUE | -0.08429 |  | 0 | 0.08429 | {'generator_commitment[G5]': 1.0, 'generator_real_power_out[G5]': 0.20429026472262798}
t-1 | dcopf | generation_UC_real_power_LB[G6] | G6 | {'common': True, 'IEEE 24 Bus': True} | TRUE | -1.0075 |  | 0 | 1.0075 | {'generator_commitment[G6]': 1.0, 'generator_real_power_out[G6]': 1.55}
t-1 | dcopf | generation_UC_real_power_LB[G7] | G7 | {'common': True, 'IEEE 24 Bus': True} | TRUE | -1.0075 |  | 0 | 1.0075 | {'generator_commitment[G7]': 1.0, 'generator_real_power_out[G7]': 1.55}
t-1 | dcopf | generation_UC_real_power_LB[G8] | G8 | {'common': True, 'IEEE 24 Bus': True} | TRUE | -3 |  | 0 | 3 | {'generator_commitment[G8]': 1.0, 'generator_real_power_out[G8]': 4.0}
t-1 | dcopf | generation_UC_real_power_LB[G9] | G9 | {'common': True, 'IEEE 24 Bus': True} | TRUE | -3 |  | 0 | 3 | {'generator_commitment[G9]': 1.0, 'generator_real_power_out[G9]': 4.0}
t-1 | dcopf | generation_UC_real_power_LB[G10] | G10 | {'common': True, 'IEEE 24 Bus': True} | TRUE | 0 |  | 0 | 0 | {'generator_commitment[G10]': 1.0, 'generator_real_power_out[G10]': 3.0}
t-1 | dcopf | generation_UC_real_power_LB[G11] | G11 | {'common': True, 'IEEE 24 Bus': True} | TRUE | -2.015 |  | 0 | 2.015 | {'generator_commitment[G11]': 1.0, 'generator_real_power_out[G11]': 3.1}
t-1 | dcopf | generation_UC_real_power_LB[G12] | G12 | {'common': True, 'IEEE 24 Bus': True} | TRUE | 0 |  | 0 | 0 | {'generator_commitment[G12]': -0.0, 'generator_real_power_out[G12]': 0.0}
t-1 | dcopf | generation_UC_real_power_LB['W@1.1'] | W@1.1 | {'common': True, 'IEEE 24 Bus': True} | TRUE | -1.6173 |  | 0 | 1.6173 | {"generator_commitment['W@1.1']": 1.0, "generator_real_power_out['W@1.1']": 1.6172984563442934}
t-1 | dcopf | generation_UC_real_power_LB['W@1.2'] | W@1.2 | {'common': True, 'IEEE 24 Bus': True} | TRUE | -1.6173 |  | 0 | 1.6173 | {"generator_commitment['W@1.2']": 1.0, "generator_real_power_out['W@1.2']": 1.6172984563442934}
t-1 | dcopf | generation_UC_real_power_LB[W@2] | W@2 | {'common': True, 'IEEE 24 Bus': True} | TRUE | -0.9146 |  | 0 | 0.9146 | {'generator_commitment[W@2]': 1.0, 'generator_real_power_out[W@2]': 0.9146047887481656}
t-1 | dcopf | generation_UC_real_power_LB[W@3] | W@3 | {'common': True, 'IEEE 24 Bus': True} | TRUE | -1.6173 |  | 0 | 1.6173 | {'generator_commitment[W@3]': 1.0, 'generator_real_power_out[W@3]': 1.6172984563442934}
t-1 | dcopf | generation_UC_real_power_LB[W@5] | W@5 | {'common': True, 'IEEE 24 Bus': True} | TRUE | -0.9146 |  | 0 | 0.9146 | {'generator_commitment[W@5]': 1.0, 'generator_real_power_out[W@5]': 0.9146047887481656}
t-1 | dcopf | generation_UC_real_power_LB[W@7] | W@7 | {'common': True, 'IEEE 24 Bus': True} | TRUE | -0.9146 |  | 0 | 0.9146 | {'generator_commitment[W@7]': 1.0, 'generator_real_power_out[W@7]': 0.9146047887481652}
t-1 | dcopf | generation_UC_real_power_UB[G1] | G1 | {'common': True, 'IEEE 24 Bus': True} | TRUE | 0 |  | 0 | 0 | {'generator_real_power_out[G1]': 0.0, 'generator_commitment[G1]': -0.0}
t-1 | dcopf | generation_UC_real_power_UB[G2] | G2 | {'common': True, 'IEEE 24 Bus': True} | TRUE | 0 |  | 0 | 0 | {'generator_real_power_out[G2]': 0.0, 'generator_commitment[G2]': -0.0}
t-1 | dcopf | generation_UC_real_power_UB[G3] | G3 | {'common': True, 'IEEE 24 Bus': True} | TRUE | 0 |  | 0 | 0 | {'generator_real_power_out[G3]': 0.0, 'generator_commitment[G3]': -0.0}
t-1 | dcopf | generation_UC_real_power_UB[G4] | G4 | {'common': True, 'IEEE 24 Bus': True} | TRUE | 0 |  | 0 | 0 | {'generator_real_power_out[G4]': 0.0, 'generator_commitment[G4]': -0.0}
t-1 | dcopf | generation_UC_real_power_UB[G5] | G5 | {'common': True, 'IEEE 24 Bus': True} | TRUE | -0.39571 |  | 0 | 0.39571 | {'generator_real_power_out[G5]': 0.20429026472262798, 'generator_commitment[G5]': 1.0}
t-1 | dcopf | generation_UC_real_power_UB[G6] | G6 | {'common': True, 'IEEE 24 Bus': True} | TRUE | 0 |  | 0 | 0 | {'generator_real_power_out[G6]': 1.55, 'generator_commitment[G6]': 1.0}
t-1 | dcopf | generation_UC_real_power_UB[G7] | G7 | {'common': True, 'IEEE 24 Bus': True} | TRUE | 0 |  | 0 | 0 | {'generator_real_power_out[G7]': 1.55, 'generator_commitment[G7]': 1.0}
t-1 | dcopf | generation_UC_real_power_UB[G8] | G8 | {'common': True, 'IEEE 24 Bus': True} | TRUE | 0 |  | 0 | 0 | {'generator_real_power_out[G8]': 4.0, 'generator_commitment[G8]': 1.0}
t-1 | dcopf | generation_UC_real_power_UB[G9] | G9 | {'common': True, 'IEEE 24 Bus': True} | TRUE | 0 |  | 0 | 0 | {'generator_real_power_out[G9]': 4.0, 'generator_commitment[G9]': 1.0}
t-1 | dcopf | generation_UC_real_power_UB[G10] | G10 | {'common': True, 'IEEE 24 Bus': True} | TRUE | 0 |  | 0 | 0 | {'generator_real_power_out[G10]': 3.0, 'generator_commitment[G10]': 1.0}
t-1 | dcopf | generation_UC_real_power_UB[G11] | G11 | {'common': True, 'IEEE 24 Bus': True} | TRUE | 0 |  | 0 | 0 | {'generator_real_power_out[G11]': 3.1, 'generator_commitment[G11]': 1.0}
t-1 | dcopf | generation_UC_real_power_UB[G12] | G12 | {'common': True, 'IEEE 24 Bus': True} | TRUE | 0 |  | 0 | 0 | {'generator_real_power_out[G12]': 0.0, 'generator_commitment[G12]': -0.0}
t-1 | dcopf | generation_UC_real_power_UB['W@1.1'] | W@1.1 | {'common': True, 'IEEE 24 Bus': True} | TRUE | -1.3827 |  | 0 | 1.3827 | {"generator_real_power_out['W@1.1']": 1.6172984563442934, "generator_commitment['W@1.1']": 1.0}
t-1 | dcopf | generation_UC_real_power_UB['W@1.2'] | W@1.2 | {'common': True, 'IEEE 24 Bus': True} | TRUE | -1.3827 |  | 0 | 1.3827 | {"generator_real_power_out['W@1.2']": 1.6172984563442934, "generator_commitment['W@1.2']": 1.0}
t-1 | dcopf | generation_UC_real_power_UB[W@2] | W@2 | {'common': True, 'IEEE 24 Bus': True} | TRUE | -2.0854 |  | 0 | 2.0854 | {'generator_real_power_out[W@2]': 0.9146047887481656, 'generator_commitment[W@2]': 1.0}
t-1 | dcopf | generation_UC_real_power_UB[W@3] | W@3 | {'common': True, 'IEEE 24 Bus': True} | TRUE | -1.3827 |  | 0 | 1.3827 | {'generator_real_power_out[W@3]': 1.6172984563442934, 'generator_commitment[W@3]': 1.0}
t-1 | dcopf | generation_UC_real_power_UB[W@5] | W@5 | {'common': True, 'IEEE 24 Bus': True} | TRUE | -2.0854 |  | 0 | 2.0854 | {'generator_real_power_out[W@5]': 0.9146047887481656, 'generator_commitment[W@5]': 1.0}
t-1 | dcopf | generation_UC_real_power_UB[W@7] | W@7 | {'common': True, 'IEEE 24 Bus': True} | TRUE | -2.0854 |  | 0 | 2.0854 | {'generator_real_power_out[W@7]': 0.9146047887481652, 'generator_commitment[W@7]': 1.0}
t-1 | dcopf | KCL_Copper_constraint |  | {'copper_market': True, 'IEEE 24 Bus': True} | FALSE
t-1 | dcopf | KCL_DCOPF_constraint['17'] | 17 | {'dcopf': True, 'IEEE 24 Bus': True} | TRUE | 0 | 0 | 0 | 0 | {'branch_real_power_flow[L25-1718]': -1.1625635491338544, 'branch_real_power_flow[L26-1722]': -1.3243474058881173, 'branch_real_power_flow[L23-1617]': -2.4869109550219717}
t-1 | dcopf | KCL_DCOPF_constraint['11'] | 11 | {'dcopf': True, 'IEEE 24 Bus': True} | TRUE | -2.2204e-16 | 0 | 0 | -2.2204e-16 | {'branch_real_power_flow[L13-1113]': 0.862463719038929, 'branch_real_power_flow[L14-1114]': 0.13753628096107118, 'transformer_2W_real_power_flow[T2-911]': 0.5, 'transformer_2W_real_power_flow[T4-1011]': 0.5}
t-1 | dcopf | KCL_DCOPF_constraint['4'] | 4 | {'dcopf': True, 'IEEE 24 Bus': True} | TRUE | -5.5511e-17 | 0 | 0 | -5.5511e-17 | {'branch_real_power_flow[L7-49]': 0.6682330395752667, 'branch_real_power_flow[L4-24]': 0.9932330395752667, 'demand_real_power_met[D4]': 0.325}
t-1 | dcopf | KCL_DCOPF_constraint['22'] | 22 | {'dcopf': True, 'IEEE 24 Bus': True} | TRUE | 0 | 0 | 0 | 0 | {'branch_real_power_flow[L26-1722]': -1.3243474058881173, 'branch_real_power_flow[L33-2122]': -1.6756525941118827, 'generator_real_power_out[G10]': 3.0}
t-1 | dcopf | KCL_DCOPF_constraint['24'] | 24 | {'dcopf': True, 'IEEE 24 Bus': True} | TRUE | 0 | 0 | 0 | 0 | {'branch_real_power_flow[L22-1524]': -0.102700788206262, 'transformer_2W_real_power_flow[T1-324]': 0.102700788206262}
t-1 | dcopf | KCL_DCOPF_constraint['18'] | 18 | {'dcopf': True, 'IEEE 24 Bus': True} | TRUE | 0 | 0 | 0 | 0 | {'generator_real_power_out[G8]': 4.0, 'branch_real_power_flow[L27-1821]': -0.6812817745669273, 'branch_real_power_flow[L28-1821]': -0.6812817745669273, 'branch_real_power_flow[L25-1718]': -1.1625635491338544, 'demand_real_power_met[D15]': 4.2}
t-1 | dcopf | KCL_DCOPF_constraint['14'] | 14 | {'dcopf': True, 'IEEE 24 Bus': True} | TRUE | 0 | 0 | 0 | 0 | {'branch_real_power_flow[L18-1416]': -2.312463719038929, 'branch_real_power_flow[L14-1114]': 0.13753628096107118, 'demand_real_power_met[D12]': 2.45}
t-1 | dcopf | KCL_DCOPF_constraint['8'] | 8 | {'dcopf': True, 'IEEE 24 Bus': True} | TRUE | 0 | 0 | 0 | 0 | {'branch_real_power_flow[L11-89]': -0.19269760562591723, 'branch_real_power_flow[L12-810]': -0.19269760562591723, 'branch_real_power_flow[L10-78]': 0.36460478874816554, 'demand_real_power_met[D8]': 0.75}
t-1 | dcopf | KCL_DCOPF_constraint['2'] | 2 | {'dcopf': True, 'IEEE 24 Bus': True} | TRUE | 2.7756e-16 | 0 | 0 | -2.7756e-16 | {'generator_real_power_out[G2]': 0.0, 'generator_real_power_out[W@2]': 0.9146047887481656, 'branch_real_power_flow[L4-24]': 0.9932330395752667, 'branch_real_power_flow[L5-26]': 0.9189311573523802, 'branch_real_power_flow[L1-12]': 1.4225594081794815, 'demand_real_power_met[D2]': 0.425}
t-1 | dcopf | KCL_DCOPF_constraint['10'] | 10 | {'dcopf': True, 'IEEE 24 Bus': True} | TRUE | 5.5511e-16 | 0 | 0 | -5.5511e-16 | {'branch_real_power_flow[L8-510]': 1.5327709218090948, 'branch_real_power_flow[L9-610]': 0.31893115735238026, 'branch_real_power_flow[L12-810]': -0.19269760562591723, 'transformer_2W_real_power_flow[T4-1011]': 0.5, 'transformer_2W_real_power_flow[T5-1012]': 0.3090044735355573, 'demand_real_power_met[D10]': 0.85}
t-1 | dcopf | KCL_DCOPF_constraint['3'] | 3 | {'dcopf': True, 'IEEE 24 Bus': True} | TRUE | 1.1102e-16 | 0 | 0 | -1.1102e-16 | {'generator_real_power_out[W@3]': 1.6172984563442934, 'branch_real_power_flow[L6-39]': 1.1084690395862078, 'branch_real_power_flow[L2-13]': 0.3938713714481766, 'transformer_2W_real_power_flow[T1-324]': 0.102700788206262, 'demand_real_power_met[D3]': 0.8}
t-1 | dcopf | KCL_DCOPF_constraint['12'] | 12 | {'dcopf': True, 'IEEE 24 Bus': True} | TRUE | 5.5511e-16 | 0 | 0 | -5.5511e-16 | {'branch_real_power_flow[L15-1213]': 1.1912265104941173, 'branch_real_power_flow[L16-1223]': -0.5732175634230032, 'transformer_2W_real_power_flow[T3-912]': 0.3090044735355573, 'transformer_2W_real_power_flow[T5-1012]': 0.3090044735355573}
t-1 | dcopf | KCL_DCOPF_constraint['7'] | 7 | {'dcopf': True, 'IEEE 24 Bus': True} | TRUE | -3.8858e-16 | 0 | 0 | -3.8858e-16 | {'generator_real_power_out[G3]': 0.0, 'generator_real_power_out[W@7]': 0.9146047887481652, 'branch_real_power_flow[L10-78]': 0.36460478874816554, 'demand_real_power_met[D7]': 0.55}
t-1 | dcopf | KCL_DCOPF_constraint['5'] | 5 | {'dcopf': True, 'IEEE 24 Bus': True} | TRUE | 3.8858e-16 | 0 | 0 | -3.8858e-16 | {'generator_real_power_out[W@5]': 0.9146047887481656, 'branch_real_power_flow[L8-510]': 1.5327709218090948, 'branch_real_power_flow[L3-15]': 0.9431661330609296, 'demand_real_power_met[D5]': 0.325}
t-1 | dcopf | KCL_DCOPF_constraint['23'] | 23 | {'dcopf': True, 'IEEE 24 Bus': True} | TRUE | 2.2204e-16 | 0 | 0 | -2.2204e-16 | {'generator_real_power_out[G11]': 3.1, 'generator_real_power_out[G12]': 0.0, 'branch_real_power_flow[L16-1223]': -0.5732175634230032, 'branch_real_power_flow[L17-1323]': -1.2963097704669542, 'branch_real_power_flow[L31-2023]': -0.6152363330550212, 'branch_real_power_flow[L32-2023]': -0.6152363330550212}
t-1 | dcopf | KCL_DCOPF_constraint['16'] | 16 | {'dcopf': True, 'IEEE 24 Bus': True} | TRUE | 2.2204e-16 | 0 | 0 | -2.2204e-16 | {'generator_real_power_out[G7]': 1.55, 'branch_real_power_flow[L23-1617]': -2.4869109550219717, 'branch_real_power_flow[L24-1619]': 2.6445273338899575, 'branch_real_power_flow[L18-1416]': -2.312463719038929, 'branch_real_power_flow[L19-1516]': 2.170080097906915, 'demand_real_power_met[D14]': 1.25}
t-1 | dcopf | KCL_DCOPF_constraint['9'] | 9 | {'dcopf': True, 'IEEE 24 Bus': True} | TRUE | -1.1102e-16 | 0 | 0 | -1.1102e-16 | {'branch_real_power_flow[L6-39]': 1.1084690395862078, 'branch_real_power_flow[L7-49]': 0.6682330395752667, 'branch_real_power_flow[L11-89]': -0.19269760562591723, 'transformer_2W_real_power_flow[T2-911]': 0.5, 'transformer_2W_real_power_flow[T3-912]': 0.3090044735355573, 'demand_real_power_met[D9]': 0.775}
t-1 | dcopf | KCL_DCOPF_constraint['21'] | 21 | {'dcopf': True, 'IEEE 24 Bus': True} | TRUE | 0 | 0 | 0 | 0 | {'generator_real_power_out[G9]': 4.0, 'branch_real_power_flow[L33-2122]': -1.6756525941118827, 'branch_real_power_flow[L20-1521]': -2.156544522489014, 'branch_real_power_flow[L21-1521]': -2.156544522489014, 'branch_real_power_flow[L27-1821]': -0.6812817745669273, 'branch_real_power_flow[L28-1821]': -0.6812817745669273}
t-1 | dcopf | KCL_DCOPF_constraint['19'] | 19 | {'dcopf': True, 'IEEE 24 Bus': True} | TRUE | 0 | 0 | 0 | 0 | {'branch_real_power_flow[L29-1920]': 0.19726366694497877, 'branch_real_power_flow[L30-1920]': 0.19726366694497877, 'branch_real_power_flow[L24-1619]': 2.6445273338899575, 'demand_real_power_met[D16]': 2.25}
t-1 | dcopf | KCL_DCOPF_constraint['13'] | 13 | {'dcopf': True, 'IEEE 24 Bus': True} | TRUE | 4.4409e-16 | 0 | 0 | -4.4409e-16 | {'generator_real_power_out[G4]': 0.0, 'branch_real_power_flow[L17-1323]': -1.2963097704669542, 'branch_real_power_flow[L13-1113]': 0.862463719038929, 'branch_real_power_flow[L15-1213]': 1.1912265104941173, 'demand_real_power_met[D11]': 3.35}
t-1 | dcopf | KCL_DCOPF_constraint['6'] | 6 | {'dcopf': True, 'IEEE 24 Bus': True} | TRUE | -5.5511e-17 | 0 | 0 | -5.5511e-17 | {'branch_real_power_flow[L9-610]': 0.31893115735238026, 'branch_real_power_flow[L5-26]': 0.9189311573523802, 'demand_real_power_met[D6]': 0.6}
t-1 | dcopf | KCL_DCOPF_constraint['15'] | 15 | {'dcopf': True, 'IEEE 24 Bus': True} | TRUE | 3.1086e-15 | 0 | 0 | -3.1086e-15 | {'generator_real_power_out[G5]': 0.20429026472262798, 'generator_real_power_out[G6]': 1.55, 'branch_real_power_flow[L19-1516]': 2.170080097906915, 'branch_real_power_flow[L20-1521]': -2.156544522489014, 'branch_real_power_flow[L21-1521]': -2.156544522489014, 'branch_real_power_flow[L22-1524]': -0.102700788206262, 'demand_real_power_met[D13]': 4.0}
t-1 | dcopf | KCL_DCOPF_constraint['1'] | 1 | {'dcopf': True, 'IEEE 24 Bus': True} | TRUE | -8.3267e-16 | 0 | 0 | -8.3267e-16 | {'generator_real_power_out[G1]': 0.0, "generator_real_power_out['W@1.1']": 1.6172984563442934, "generator_real_power_out['W@1.2']": 1.6172984563442934, 'branch_real_power_flow[L1-12]': 1.4225594081794815, 'branch_real_power_flow[L2-13]': 0.3938713714481766, 'branch_real_power_flow[L3-15]': 0.9431661330609296, 'demand_real_power_met[D1]': 0.47500000000000003}
t-1 | dcopf | KCL_DCOPF_constraint['20'] | 20 | {'dcopf': True, 'IEEE 24 Bus': True} | TRUE | 0 | 0 | 0 | 0 | {'branch_real_power_flow[L31-2023]': -0.6152363330550212, 'branch_real_power_flow[L32-2023]': -0.6152363330550212, 'branch_real_power_flow[L29-1920]': 0.19726366694497877, 'branch_real_power_flow[L30-1920]': 0.19726366694497877, 'demand_real_power_met[D17]': 1.625}
t-1 | dcopf | branch_KVL_DCOPF[L1-12] | L1-12 | {'dcopf': True, 'IEEE 24 Bus': True} | TRUE | 0 | 0 | 0 | 0 | {'branch_real_power_flow[L1-12]': 1.4225594081794815, 'branch_voltage_angle_difference[L1-12]': 0.020769367359420428}
t-1 | dcopf | branch_KVL_DCOPF[L2-13] | L2-13 | {'dcopf': True, 'IEEE 24 Bus': True} | TRUE | 0 | 0 | 0 | 0 | {'branch_real_power_flow[L2-13]': 0.3938713714481766, 'branch_voltage_angle_difference[L2-13]': 0.08873921998727419}
t-1 | dcopf | branch_KVL_DCOPF[L3-15] | L3-15 | {'dcopf': True, 'IEEE 24 Bus': True} | TRUE | -1.1102e-16 | 0 | 0 | -1.1102e-16 | {'branch_real_power_flow[L3-15]': 0.9431661330609296, 'branch_voltage_angle_difference[L3-15]': 0.08554516826862632}
t-1 | dcopf | branch_KVL_DCOPF[L4-24] | L4-24 | {'dcopf': True, 'IEEE 24 Bus': True} | TRUE | 0 | 0 | 0 | 0 | {'branch_real_power_flow[L4-24]': 0.9932330395752667, 'branch_voltage_angle_difference[L4-24]': 0.13468240016640615}
t-1 | dcopf | branch_KVL_DCOPF[L5-26] | L5-26 | {'dcopf': True, 'IEEE 24 Bus': True} | TRUE | 0 | 0 | 0 | 0 | {'branch_real_power_flow[L5-26]': 0.9189311573523802, 'branch_voltage_angle_difference[L5-26]': 0.18838088725723795}
t-1 | dcopf | branch_KVL_DCOPF[L6-39] | L6-39 | {'dcopf': True, 'IEEE 24 Bus': True} | TRUE | 0 | 0 | 0 | 0 | {'branch_real_power_flow[L6-39]': 1.1084690395862078, 'branch_voltage_angle_difference[L6-39]': 0.140886414931407}
t-1 | dcopf | branch_KVL_DCOPF[L7-49] | L7-49 | {'dcopf': True, 'IEEE 24 Bus': True} | TRUE | 0 | 0 | 0 | 0 | {'branch_real_power_flow[L7-49]': 0.6682330395752667, 'branch_voltage_angle_difference[L7-49]': 0.0741738673928546}
t-1 | dcopf | branch_KVL_DCOPF[L8-510] | L8-510 | {'dcopf': True, 'IEEE 24 Bus': True} | TRUE | 0 | 0 | 0 | 0 | {'branch_real_power_flow[L8-510]': 1.5327709218090948, 'branch_voltage_angle_difference[L8-510]': 0.14408046665005492}
t-1 | dcopf | branch_KVL_DCOPF[L9-610] | L9-610 | {'dcopf': True, 'IEEE 24 Bus': True} | TRUE | 0 | 0 | 0 | 0 | {'branch_real_power_flow[L9-610]': 0.31893115735238026, 'branch_voltage_angle_difference[L9-610]': 0.02047538030202281}
t-1 | dcopf | branch_KVL_DCOPF[L10-78] | L10-78 | {'dcopf': True, 'IEEE 24 Bus': True} | TRUE | 0 | 0 | 0 | 0 | {'branch_real_power_flow[L10-78]': 0.36460478874816554, 'branch_voltage_angle_difference[L10-78]': 0.02377223222638039}
t-1 | dcopf | branch_KVL_DCOPF[L11-89] | L11-89 | {'dcopf': True, 'IEEE 24 Bus': True} | TRUE | 0 | 0 | 0 | 0 | {'branch_real_power_flow[L11-89]': -0.19269760562591723, 'branch_voltage_angle_difference[L11-89]': -0.033953318111286615}
t-1 | dcopf | branch_KVL_DCOPF[L12-810] | L12-810 | {'dcopf': True, 'IEEE 24 Bus': True} | TRUE | 0 | 0 | 0 | 0 | {'branch_real_power_flow[L12-810]': -0.19269760562591723, 'branch_voltage_angle_difference[L12-810]': -0.033953318111286615}
t-1 | dcopf | branch_KVL_DCOPF[L13-1113] | L13-1113 | {'dcopf': True, 'IEEE 24 Bus': True} | TRUE | 1.1102e-16 | 0 | 0 | -1.1102e-16 | {'branch_real_power_flow[L13-1113]': 0.862463719038929, 'branch_voltage_angle_difference[L13-1113]': 0.04208822948909974}
t-1 | dcopf | branch_KVL_DCOPF[L14-1114] | L14-1114 | {'dcopf': True, 'IEEE 24 Bus': True} | TRUE | 0 | 0 | 0 | 0 | {'branch_real_power_flow[L14-1114]': 0.13753628096107118, 'branch_voltage_angle_difference[L14-1114]': 0.005859045568941632}
t-1 | dcopf | branch_KVL_DCOPF[L15-1213] | L15-1213 | {'dcopf': True, 'IEEE 24 Bus': True} | TRUE | 2.2204e-16 | 0 | 0 | -2.2204e-16 | {'branch_real_power_flow[L15-1213]': 1.1912265104941173, 'branch_voltage_angle_difference[L15-1213]': 0.05813185371211292}
t-1 | dcopf | branch_KVL_DCOPF[L16-1223] | L16-1223 | {'dcopf': True, 'IEEE 24 Bus': True} | TRUE | 1.1102e-16 | 0 | 0 | -1.1102e-16 | {'branch_real_power_flow[L16-1223]': -0.5732175634230032, 'branch_voltage_angle_difference[L16-1223]': -0.05646192999716582}
t-1 | dcopf | branch_KVL_DCOPF[L17-1323] | L17-1323 | {'dcopf': True, 'IEEE 24 Bus': True} | TRUE | 0 | 0 | 0 | 0 | {'branch_real_power_flow[L17-1323]': -1.2963097704669542, 'branch_voltage_angle_difference[L17-1323]': -0.11459378370927875}
t-1 | dcopf | branch_KVL_DCOPF[L18-1416] | L18-1416 | {'dcopf': True, 'IEEE 24 Bus': True} | TRUE | 0 | 0 | 0 | 0 | {'branch_real_power_flow[L18-1416]': -2.312463719038929, 'branch_voltage_angle_difference[L18-1416]': -0.1373603449109124}
t-1 | dcopf | branch_KVL_DCOPF[L19-1516] | L19-1516 | {'dcopf': True, 'IEEE 24 Bus': True} | TRUE | 0 | 0 | 0 | 0 | {'branch_real_power_flow[L19-1516]': 2.170080097906915, 'branch_voltage_angle_difference[L19-1516]': 0.03732537768399894}
t-1 | dcopf | branch_KVL_DCOPF[L20-1521] | L20-1521 | {'dcopf': True, 'IEEE 24 Bus': True} | TRUE | 0 | 0 | 0 | 0 | {'branch_real_power_flow[L20-1521]': -2.156544522489014, 'branch_voltage_angle_difference[L20-1521]': -0.05369795860997645}
t-1 | dcopf | branch_KVL_DCOPF[L21-1521] | L21-1521 | {'dcopf': True, 'IEEE 24 Bus': True} | TRUE | 0 | 0 | 0 | 0 | {'branch_real_power_flow[L21-1521]': -2.156544522489014, 'branch_voltage_angle_difference[L21-1521]': -0.05369795860997645}
t-1 | dcopf | branch_KVL_DCOPF[L22-1524] | L22-1524 | {'dcopf': True, 'IEEE 24 Bus': True} | TRUE | 0 | 0 | 0 | 0 | {'branch_real_power_flow[L22-1524]': -0.102700788206262, 'branch_voltage_angle_difference[L22-1524]': -0.0054328716961112595}
t-1 | dcopf | branch_KVL_DCOPF[L23-1617] | L23-1617 | {'dcopf': True, 'IEEE 24 Bus': True} | TRUE | 0 | 0 | 0 | 0 | {'branch_real_power_flow[L23-1617]': -2.4869109550219717, 'branch_voltage_angle_difference[L23-1617]': -0.06540575811707786}
t-1 | dcopf | branch_KVL_DCOPF[L24-1619] | L24-1619 | {'dcopf': True, 'IEEE 24 Bus': True} | TRUE | 0 | 0 | 0 | 0 | {'branch_real_power_flow[L24-1619]': 2.6445273338899575, 'branch_voltage_angle_difference[L24-1619]': 0.06188193961302501}
t-1 | dcopf | branch_KVL_DCOPF[L25-1718] | L25-1718 | {'dcopf': True, 'IEEE 24 Bus': True} | TRUE | 0 | 0 | 0 | 0 | {'branch_real_power_flow[L25-1718]': -1.1625635491338544, 'branch_voltage_angle_difference[L25-1718]': -0.016624658752614117}
t-1 | dcopf | branch_KVL_DCOPF[L26-1722] | L26-1722 | {'dcopf': True, 'IEEE 24 Bus': True} | TRUE | 2.2204e-16 | 0 | 0 | -2.2204e-16 | {'branch_real_power_flow[L26-1722]': -1.3243474058881173, 'branch_voltage_angle_difference[L26-1722]': -0.14157273768943976}
t-1 | dcopf | branch_KVL_DCOPF[L27-1821] | L27-1821 | {'dcopf': True, 'IEEE 24 Bus': True} | TRUE | -1.1102e-16 | 0 | 0 | -1.1102e-16 | {'branch_real_power_flow[L27-1821]': -0.6812817745669273, 'branch_voltage_angle_difference[L27-1821]': -0.008992919424283439}
t-1 | dcopf | branch_KVL_DCOPF[L28-1821] | L28-1821 | {'dcopf': True, 'IEEE 24 Bus': True} | TRUE | -1.1102e-16 | 0 | 0 | -1.1102e-16 | {'branch_real_power_flow[L28-1821]': -0.6812817745669273, 'branch_voltage_angle_difference[L28-1821]': -0.008992919424283439}
t-1 | dcopf | branch_KVL_DCOPF[L29-1920] | L29-1920 | {'dcopf': True, 'IEEE 24 Bus': True} | TRUE | -2.7756e-17 | 0 | 0 | -2.7756e-17 | {'branch_real_power_flow[L29-1920]': 0.19726366694497877, 'branch_voltage_angle_difference[L29-1920]': 0.004004452438983069}
t-1 | dcopf | branch_KVL_DCOPF[L30-1920] | L30-1920 | {'dcopf': True, 'IEEE 24 Bus': True} | TRUE | -2.7756e-17 | 0 | 0 | -2.7756e-17 | {'branch_real_power_flow[L30-1920]': 0.19726366694497877, 'branch_voltage_angle_difference[L30-1920]': 0.004004452438983069}
t-1 | dcopf | branch_KVL_DCOPF[L31-2023] | L31-2023 | {'dcopf': True, 'IEEE 24 Bus': True} | TRUE | 0 | 0 | 0 | 0 | {'branch_real_power_flow[L31-2023]': -0.6152363330550212, 'branch_voltage_angle_difference[L31-2023]': -0.006890646930216238}
t-1 | dcopf | branch_KVL_DCOPF[L32-2023] | L32-2023 | {'dcopf': True, 'IEEE 24 Bus': True} | TRUE | 0 | 0 | 0 | 0 | {'branch_real_power_flow[L32-2023]': -0.6152363330550212, 'branch_voltage_angle_difference[L32-2023]': -0.006890646930216238}
t-1 | dcopf | branch_KVL_DCOPF[L33-2122] | L33-2122 | {'dcopf': True, 'IEEE 24 Bus': True} | TRUE | 0 | 0 | 0 | 0 | {'branch_real_power_flow[L33-2122]': -1.6756525941118827, 'branch_voltage_angle_difference[L33-2122]': -0.11595515951254227}
t-1 | dcopf | branch_voltage_angle[L1-12] | L1-12 | {'dcopf': True, 'IEEE 24 Bus': True} | TRUE | 6.9389e-18 | 0 | 0 | -6.9389e-18 | {'branch_voltage_angle_difference[L1-12]': 0.020769367359420428, "bus_voltage_angle['1']": 0.31371386440778093, "bus_voltage_angle['2']": 0.2929444970483605}
t-1 | dcopf | branch_voltage_angle[L2-13] | L2-13 | {'dcopf': True, 'IEEE 24 Bus': True} | TRUE | 0 | 0 | 0 | 0 | {'branch_voltage_angle_difference[L2-13]': 0.08873921998727419, "bus_voltage_angle['1']": 0.31371386440778093, "bus_voltage_angle['3']": 0.22497464442050674}
t-1 | dcopf | branch_voltage_angle[L3-15] | L3-15 | {'dcopf': True, 'IEEE 24 Bus': True} | TRUE | 0 | 0 | 0 | 0 | {'branch_voltage_angle_difference[L3-15]': 0.08554516826862632, "bus_voltage_angle['1']": 0.31371386440778093, "bus_voltage_angle['5']": 0.2281686961391546}
t-1 | dcopf | branch_voltage_angle[L4-24] | L4-24 | {'dcopf': True, 'IEEE 24 Bus': True} | TRUE | 0 | 0 | 0 | 0 | {'branch_voltage_angle_difference[L4-24]': 0.13468240016640615, "bus_voltage_angle['2']": 0.2929444970483605, "bus_voltage_angle['4']": 0.15826209688195436}
t-1 | dcopf | branch_voltage_angle[L5-26] | L5-26 | {'dcopf': True, 'IEEE 24 Bus': True} | TRUE | 0 | 0 | 0 | 0 | {'branch_voltage_angle_difference[L5-26]': 0.18838088725723795, "bus_voltage_angle['2']": 0.2929444970483605, "bus_voltage_angle['6']": 0.10456360979112256}
t-1 | dcopf | branch_voltage_angle[L6-39] | L6-39 | {'dcopf': True, 'IEEE 24 Bus': True} | TRUE | 0 | 0 | 0 | 0 | {'branch_voltage_angle_difference[L6-39]': 0.140886414931407, "bus_voltage_angle['3']": 0.22497464442050674, "bus_voltage_angle['9']": 0.08408822948909975}
t-1 | dcopf | branch_voltage_angle[L7-49] | L7-49 | {'dcopf': True, 'IEEE 24 Bus': True} | TRUE | -1.3878e-17 | 0 | 0 | -1.3878e-17 | {'branch_voltage_angle_difference[L7-49]': 0.0741738673928546, "bus_voltage_angle['4']": 0.15826209688195436, "bus_voltage_angle['9']": 0.08408822948909975}
t-1 | dcopf | branch_voltage_angle[L8-510] | L8-510 | {'dcopf': True, 'IEEE 24 Bus': True} | TRUE | 5.5511e-17 | 0 | 0 | -5.5511e-17 | {'branch_voltage_angle_difference[L8-510]': 0.14408046665005492, "bus_voltage_angle['5']": 0.2281686961391546, "bus_voltage_angle['10']": 0.08408822948909975}
t-1 | dcopf | branch_voltage_angle[L9-610] | L9-610 | {'dcopf': True, 'IEEE 24 Bus': True} | TRUE | 0 | 0 | 0 | 0 | {'branch_voltage_angle_difference[L9-610]': 0.02047538030202281, "bus_voltage_angle['6']": 0.10456360979112256, "bus_voltage_angle['10']": 0.08408822948909975}
t-1 | dcopf | branch_voltage_angle[L10-78] | L10-78 | {'dcopf': True, 'IEEE 24 Bus': True} | TRUE | 0 | 0 | 0 | 0 | {'branch_voltage_angle_difference[L10-78]': 0.02377223222638039, "bus_voltage_angle['7']": 0.07390714360419352, "bus_voltage_angle['8']": 0.05013491137781313}
t-1 | dcopf | branch_voltage_angle[L11-89] | L11-89 | {'dcopf': True, 'IEEE 24 Bus': True} | TRUE | 0 | 0 | 0 | 0 | {'branch_voltage_angle_difference[L11-89]': -0.033953318111286615, "bus_voltage_angle['8']": 0.05013491137781313, "bus_voltage_angle['9']": 0.08408822948909975}
t-1 | dcopf | branch_voltage_angle[L12-810] | L12-810 | {'dcopf': True, 'IEEE 24 Bus': True} | TRUE | 0 | 0 | 0 | 0 | {'branch_voltage_angle_difference[L12-810]': -0.033953318111286615, "bus_voltage_angle['8']": 0.05013491137781313, "bus_voltage_angle['10']": 0.08408822948909975}
t-1 | dcopf | branch_voltage_angle[L13-1113] | L13-1113 | {'dcopf': True, 'IEEE 24 Bus': True} | TRUE | -6.9389e-18 | 0 | 0 | -6.9389e-18 | {'branch_voltage_angle_difference[L13-1113]': 0.04208822948909974, "bus_voltage_angle['11']": 0.042088229489099745, "bus_voltage_angle['13']": 0.0}
t-1 | dcopf | branch_voltage_angle[L14-1114] | L14-1114 | {'dcopf': True, 'IEEE 24 Bus': True} | TRUE | 1.7347e-18 | 0 | 0 | -1.7347e-18 | {'branch_voltage_angle_difference[L14-1114]': 0.005859045568941632, "bus_voltage_angle['11']": 0.042088229489099745, "bus_voltage_angle['14']": 0.036229183920158115}
t-1 | dcopf | branch_voltage_angle[L15-1213] | L15-1213 | {'dcopf': True, 'IEEE 24 Bus': True} | TRUE | -6.9389e-18 | 0 | 0 | -6.9389e-18 | {'branch_voltage_angle_difference[L15-1213]': 0.05813185371211292, "bus_voltage_angle['12']": 0.05813185371211293, "bus_voltage_angle['13']": 0.0}
t-1 | dcopf | branch_voltage_angle[L16-1223] | L16-1223 | {'dcopf': True, 'IEEE 24 Bus': True} | TRUE | 0 | 0 | 0 | 0 | {'branch_voltage_angle_difference[L16-1223]': -0.05646192999716582, "bus_voltage_angle['12']": 0.05813185371211293, "bus_voltage_angle['23']": 0.11459378370927875}
t-1 | dcopf | branch_voltage_angle[L17-1323] | L17-1323 | {'dcopf': True, 'IEEE 24 Bus': True} | TRUE | 0 | 0 | 0 | 0 | {'branch_voltage_angle_difference[L17-1323]': -0.11459378370927875, "bus_voltage_angle['13']": 0.0, "bus_voltage_angle['23']": 0.11459378370927875}
t-1 | dcopf | branch_voltage_angle[L18-1416] | L18-1416 | {'dcopf': True, 'IEEE 24 Bus': True} | TRUE | 2.7756e-17 | 0 | 0 | -2.7756e-17 | {'branch_voltage_angle_difference[L18-1416]': -0.1373603449109124, "bus_voltage_angle['14']": 0.036229183920158115, "bus_voltage_angle['16']": 0.17358952883107054}
t-1 | dcopf | branch_voltage_angle[L19-1516] | L19-1516 | {'dcopf': True, 'IEEE 24 Bus': True} | TRUE | 6.9389e-18 | 0 | 0 | -6.9389e-18 | {'branch_voltage_angle_difference[L19-1516]': 0.03732537768399894, "bus_voltage_angle['15']": 0.21091490651506947, "bus_voltage_angle['16']": 0.17358952883107054}
t-1 | dcopf | branch_voltage_angle[L20-1521] | L20-1521 | {'dcopf': True, 'IEEE 24 Bus': True} | TRUE | -2.7756e-17 | 0 | 0 | -2.7756e-17 | {'branch_voltage_angle_difference[L20-1521]': -0.05369795860997645, "bus_voltage_angle['15']": 0.21091490651506947, "bus_voltage_angle['21']": 0.2646128651250459}
t-1 | dcopf | branch_voltage_angle[L21-1521] | L21-1521 | {'dcopf': True, 'IEEE 24 Bus': True} | TRUE | -2.7756e-17 | 0 | 0 | -2.7756e-17 | {'branch_voltage_angle_difference[L21-1521]': -0.05369795860997645, "bus_voltage_angle['15']": 0.21091490651506947, "bus_voltage_angle['21']": 0.2646128651250459}
t-1 | dcopf | branch_voltage_angle[L22-1524] | L22-1524 | {'dcopf': True, 'IEEE 24 Bus': True} | TRUE | -1.7347e-18 | 0 | 0 | -1.7347e-18 | {'branch_voltage_angle_difference[L22-1524]': -0.0054328716961112595, "bus_voltage_angle['15']": 0.21091490651506947, "bus_voltage_angle['24']": 0.21634777821118073}
t-1 | dcopf | branch_voltage_angle[L23-1617] | L23-1617 | {'dcopf': True, 'IEEE 24 Bus': True} | TRUE | 0 | 0 | 0 | 0 | {'branch_voltage_angle_difference[L23-1617]': -0.06540575811707786, "bus_voltage_angle['16']": 0.17358952883107054, "bus_voltage_angle['17']": 0.2389952869481484}
t-1 | dcopf | branch_voltage_angle[L24-1619] | L24-1619 | {'dcopf': True, 'IEEE 24 Bus': True} | TRUE | -6.9389e-18 | 0 | 0 | -6.9389e-18 | {'branch_voltage_angle_difference[L24-1619]': 0.06188193961302501, "bus_voltage_angle['16']": 0.17358952883107054, "bus_voltage_angle['19']": 0.11170758921804552}
t-1 | dcopf | branch_voltage_angle[L25-1718] | L25-1718 | {'dcopf': True, 'IEEE 24 Bus': True} | TRUE | 6.9389e-18 | 0 | 0 | -6.9389e-18 | {'branch_voltage_angle_difference[L25-1718]': -0.016624658752614117, "bus_voltage_angle['17']": 0.2389952869481484, "bus_voltage_angle['18']": 0.2556199457007625}
t-1 | dcopf | branch_voltage_angle[L26-1722] | L26-1722 | {'dcopf': True, 'IEEE 24 Bus': True} | TRUE | 0 | 0 | 0 | 0 | {'branch_voltage_angle_difference[L26-1722]': -0.14157273768943976, "bus_voltage_angle['17']": 0.2389952869481484, "bus_voltage_angle['22']": 0.38056802463758815}
t-1 | dcopf | branch_voltage_angle[L27-1821] | L27-1821 | {'dcopf': True, 'IEEE 24 Bus': True} | TRUE | -6.4185e-17 | 0 | 0 | -6.4185e-17 | {'branch_voltage_angle_difference[L27-1821]': -0.008992919424283439, "bus_voltage_angle['18']": 0.2556199457007625, "bus_voltage_angle['21']": 0.2646128651250459}
t-1 | dcopf | branch_voltage_angle[L28-1821] | L28-1821 | {'dcopf': True, 'IEEE 24 Bus': True} | TRUE | -6.4185e-17 | 0 | 0 | -6.4185e-17 | {'branch_voltage_angle_difference[L28-1821]': -0.008992919424283439, "bus_voltage_angle['18']": 0.2556199457007625, "bus_voltage_angle['21']": 0.2646128651250459}
t-1 | dcopf | branch_voltage_angle[L29-1920] | L29-1920 | {'dcopf': True, 'IEEE 24 Bus': True} | TRUE | 6.0715e-17 | 0 | 0 | -6.0715e-17 | {'branch_voltage_angle_difference[L29-1920]': 0.004004452438983069, "bus_voltage_angle['19']": 0.11170758921804552, "bus_voltage_angle['20']": 0.10770313677906251}
t-1 | dcopf | branch_voltage_angle[L30-1920] | L30-1920 | {'dcopf': True, 'IEEE 24 Bus': True} | TRUE | 6.0715e-17 | 0 | 0 | -6.0715e-17 | {'branch_voltage_angle_difference[L30-1920]': 0.004004452438983069, "bus_voltage_angle['19']": 0.11170758921804552, "bus_voltage_angle['20']": 0.10770313677906251}
t-1 | dcopf | branch_voltage_angle[L31-2023] | L31-2023 | {'dcopf': True, 'IEEE 24 Bus': True} | TRUE | 0 | 0 | 0 | 0 | {'branch_voltage_angle_difference[L31-2023]': -0.006890646930216238, "bus_voltage_angle['20']": 0.10770313677906251, "bus_voltage_angle['23']": 0.11459378370927875}
t-1 | dcopf | branch_voltage_angle[L32-2023] | L32-2023 | {'dcopf': True, 'IEEE 24 Bus': True} | TRUE | 0 | 0 | 0 | 0 | {'branch_voltage_angle_difference[L32-2023]': -0.006890646930216238, "bus_voltage_angle['20']": 0.10770313677906251, "bus_voltage_angle['23']": 0.11459378370927875}
t-1 | dcopf | branch_voltage_angle[L33-2122] | L33-2122 | {'dcopf': True, 'IEEE 24 Bus': True} | TRUE | -1.3878e-17 | 0 | 0 | -1.3878e-17 | {'branch_voltage_angle_difference[L33-2122]': -0.11595515951254227, "bus_voltage_angle['21']": 0.2646128651250459, "bus_voltage_angle['22']": 0.38056802463758815}
t-1 | dcopf | transformer_2W_KVL_DCOPF[T1-324] | T1-324 | {'dcopf': True, 'IEEE 24 Bus': True} | TRUE | 0 | 0 | 0 | 0 | {'transformer_2W_real_power_flow[T1-324]': 0.102700788206262, 'transformer_2W_voltage_angle_difference[T1-324]': 0.008626866209326008}
t-1 | dcopf | transformer_2W_KVL_DCOPF[T2-911] | T2-911 | {'dcopf': True, 'IEEE 24 Bus': True} | TRUE | 5.5511e-17 | 0 | 0 | -5.5511e-17 | {'transformer_2W_real_power_flow[T2-911]': 0.5, 'transformer_2W_voltage_angle_difference[T2-911]': 0.042}
t-1 | dcopf | transformer_2W_KVL_DCOPF[T3-912] | T3-912 | {'dcopf': True, 'IEEE 24 Bus': True} | TRUE | 5.5511e-17 | 0 | 0 | -5.5511e-17 | {'transformer_2W_real_power_flow[T3-912]': 0.3090044735355573, 'transformer_2W_voltage_angle_difference[T3-912]': 0.025956375776986815}
t-1 | dcopf | transformer_2W_KVL_DCOPF[T4-1011] | T4-1011 | {'dcopf': True, 'IEEE 24 Bus': True} | TRUE | 5.5511e-17 | 0 | 0 | -5.5511e-17 | {'transformer_2W_real_power_flow[T4-1011]': 0.5, 'transformer_2W_voltage_angle_difference[T4-1011]': 0.042}
t-1 | dcopf | transformer_2W_KVL_DCOPF[T5-1012] | T5-1012 | {'dcopf': True, 'IEEE 24 Bus': True} | TRUE | 5.5511e-17 | 0 | 0 | -5.5511e-17 | {'transformer_2W_real_power_flow[T5-1012]': 0.3090044735355573, 'transformer_2W_voltage_angle_difference[T5-1012]': 0.025956375776986815}
t-1 | dcopf | transformer_2W_voltage_angle[T1-324] | T1-324 | {'dcopf': True, 'IEEE 24 Bus': True} | TRUE | -3.4694e-18 | 0 | 0 | -3.4694e-18 | {'transformer_2W_voltage_angle_difference[T1-324]': 0.008626866209326008, "bus_voltage_angle['3']": 0.22497464442050674, "bus_voltage_angle['24']": 0.21634777821118073}
t-1 | dcopf | transformer_2W_voltage_angle[T2-911] | T2-911 | {'dcopf': True, 'IEEE 24 Bus': True} | TRUE | 0 | 0 | 0 | 0 | {'transformer_2W_voltage_angle_difference[T2-911]': 0.042, "bus_voltage_angle['9']": 0.08408822948909975, "bus_voltage_angle['11']": 0.042088229489099745}
t-1 | dcopf | transformer_2W_voltage_angle[T3-912] | T3-912 | {'dcopf': True, 'IEEE 24 Bus': True} | TRUE | -3.4694e-18 | 0 | 0 | -3.4694e-18 | {'transformer_2W_voltage_angle_difference[T3-912]': 0.025956375776986815, "bus_voltage_angle['9']": 0.08408822948909975, "bus_voltage_angle['12']": 0.05813185371211293}
t-1 | dcopf | transformer_2W_voltage_angle[T4-1011] | T4-1011 | {'dcopf': True, 'IEEE 24 Bus': True} | TRUE | 0 | 0 | 0 | 0 | {'transformer_2W_voltage_angle_difference[T4-1011]': 0.042, "bus_voltage_angle['10']": 0.08408822948909975, "bus_voltage_angle['11']": 0.042088229489099745}
t-1 | dcopf | transformer_2W_voltage_angle[T5-1012] | T5-1012 | {'dcopf': True, 'IEEE 24 Bus': True} | TRUE | -3.4694e-18 | 0 | 0 | -3.4694e-18 | {'transformer_2W_voltage_angle_difference[T5-1012]': 0.025956375776986815, "bus_voltage_angle['10']": 0.08408822948909975, "bus_voltage_angle['12']": 0.05813185371211293}
t-1 | dcopf | voltage_ref_bus['13'] | 13 | {'dcopf': True, 'IEEE 24 Bus': True} | TRUE | 0 | 0 | 0 | 0 | {"bus_voltage_angle['13']": 0.0}
t-1 | dcopf | branch_real_power_flow_UB[L1-12] | L1-12 | {'dcopf': True, 'IEEE 24 Bus': True} | TRUE | 1.4226 |  | 2.5 | 1.0774 | {'branch_real_power_flow[L1-12]': 1.4225594081794815}
t-1 | dcopf | branch_real_power_flow_UB[L2-13] | L2-13 | {'dcopf': True, 'IEEE 24 Bus': True} | TRUE | 0.39387 |  | 2.5 | 2.1061 | {'branch_real_power_flow[L2-13]': 0.3938713714481766}
t-1 | dcopf | branch_real_power_flow_UB[L3-15] | L3-15 | {'dcopf': True, 'IEEE 24 Bus': True} | TRUE | 0.94317 |  | 2.5 | 1.5568 | {'branch_real_power_flow[L3-15]': 0.9431661330609296}
t-1 | dcopf | branch_real_power_flow_UB[L4-24] | L4-24 | {'dcopf': True, 'IEEE 24 Bus': True} | TRUE | 0.99323 |  | 2.5 | 1.5068 | {'branch_real_power_flow[L4-24]': 0.9932330395752667}
t-1 | dcopf | branch_real_power_flow_UB[L5-26] | L5-26 | {'dcopf': True, 'IEEE 24 Bus': True} | TRUE | 0.91893 |  | 2.5 | 1.5811 | {'branch_real_power_flow[L5-26]': 0.9189311573523802}
t-1 | dcopf | branch_real_power_flow_UB[L6-39] | L6-39 | {'dcopf': True, 'IEEE 24 Bus': True} | TRUE | 1.1085 |  | 2.5 | 1.3915 | {'branch_real_power_flow[L6-39]': 1.1084690395862078}
t-1 | dcopf | branch_real_power_flow_UB[L7-49] | L7-49 | {'dcopf': True, 'IEEE 24 Bus': True} | TRUE | 0.66823 |  | 2.5 | 1.8318 | {'branch_real_power_flow[L7-49]': 0.6682330395752667}
t-1 | dcopf | branch_real_power_flow_UB[L8-510] | L8-510 | {'dcopf': True, 'IEEE 24 Bus': True} | TRUE | 1.5328 |  | 2.5 | 0.96723 | {'branch_real_power_flow[L8-510]': 1.5327709218090948}
t-1 | dcopf | branch_real_power_flow_UB[L9-610] | L9-610 | {'dcopf': True, 'IEEE 24 Bus': True} | TRUE | 0.31893 |  | 2.5 | 2.1811 | {'branch_real_power_flow[L9-610]': 0.31893115735238026}
t-1 | dcopf | branch_real_power_flow_UB[L10-78] | L10-78 | {'dcopf': True, 'IEEE 24 Bus': True} | TRUE | 0.3646 |  | 1 | 0.6354 | {'branch_real_power_flow[L10-78]': 0.36460478874816554}
t-1 | dcopf | branch_real_power_flow_UB[L11-89] | L11-89 | {'dcopf': True, 'IEEE 24 Bus': True} | TRUE | -0.1927 |  | 2.5 | 2.6927 | {'branch_real_power_flow[L11-89]': -0.19269760562591723}
t-1 | dcopf | branch_real_power_flow_UB[L12-810] | L12-810 | {'dcopf': True, 'IEEE 24 Bus': True} | TRUE | -0.1927 |  | 2.5 | 2.6927 | {'branch_real_power_flow[L12-810]': -0.19269760562591723}
t-1 | dcopf | branch_real_power_flow_UB[L13-1113] | L13-1113 | {'dcopf': True, 'IEEE 24 Bus': True} | TRUE | 0.86246 |  | 5 | 4.1375 | {'branch_real_power_flow[L13-1113]': 0.862463719038929}
t-1 | dcopf | branch_real_power_flow_UB[L14-1114] | L14-1114 | {'dcopf': True, 'IEEE 24 Bus': True} | TRUE | 0.13754 |  | 5 | 4.8625 | {'branch_real_power_flow[L14-1114]': 0.13753628096107118}
t-1 | dcopf | branch_real_power_flow_UB[L15-1213] | L15-1213 | {'dcopf': True, 'IEEE 24 Bus': True} | TRUE | 1.1912 |  | 5 | 3.8088 | {'branch_real_power_flow[L15-1213]': 1.1912265104941173}
t-1 | dcopf | branch_real_power_flow_UB[L16-1223] | L16-1223 | {'dcopf': True, 'IEEE 24 Bus': True} | TRUE | -0.57322 |  | 5 | 5.5732 | {'branch_real_power_flow[L16-1223]': -0.5732175634230032}
t-1 | dcopf | branch_real_power_flow_UB[L17-1323] | L17-1323 | {'dcopf': True, 'IEEE 24 Bus': True} | TRUE | -1.2963 |  | 5 | 6.2963 | {'branch_real_power_flow[L17-1323]': -1.2963097704669542}
t-1 | dcopf | branch_real_power_flow_UB[L18-1416] | L18-1416 | {'dcopf': True, 'IEEE 24 Bus': True} | TRUE | -2.3125 |  | 5 | 7.3125 | {'branch_real_power_flow[L18-1416]': -2.312463719038929}
t-1 | dcopf | branch_real_power_flow_UB[L19-1516] | L19-1516 | {'dcopf': True, 'IEEE 24 Bus': True} | TRUE | 2.1701 |  | 5 | 2.8299 | {'branch_real_power_flow[L19-1516]': 2.170080097906915}
t-1 | dcopf | branch_real_power_flow_UB[L20-1521] | L20-1521 | {'dcopf': True, 'IEEE 24 Bus': True} | TRUE | -2.1565 |  | 5 | 7.1565 | {'branch_real_power_flow[L20-1521]': -2.156544522489014}
t-1 | dcopf | branch_real_power_flow_UB[L21-1521] | L21-1521 | {'dcopf': True, 'IEEE 24 Bus': True} | TRUE | -2.1565 |  | 5 | 7.1565 | {'branch_real_power_flow[L21-1521]': -2.156544522489014}
t-1 | dcopf | branch_real_power_flow_UB[L22-1524] | L22-1524 | {'dcopf': True, 'IEEE 24 Bus': True} | TRUE | -0.1027 |  | 5 | 5.1027 | {'branch_real_power_flow[L22-1524]': -0.102700788206262}
t-1 | dcopf | branch_real_power_flow_UB[L23-1617] | L23-1617 | {'dcopf': True, 'IEEE 24 Bus': True} | TRUE | -2.4869 |  | 5 | 7.4869 | {'branch_real_power_flow[L23-1617]': -2.4869109550219717}
t-1 | dcopf | branch_real_power_flow_UB[L24-1619] | L24-1619 | {'dcopf': True, 'IEEE 24 Bus': True} | TRUE | 2.6445 |  | 5 | 2.3555 | {'branch_real_power_flow[L24-1619]': 2.6445273338899575}
t-1 | dcopf | branch_real_power_flow_UB[L25-1718] | L25-1718 | {'dcopf': True, 'IEEE 24 Bus': True} | TRUE | -1.1626 |  | 5 | 6.1626 | {'branch_real_power_flow[L25-1718]': -1.1625635491338544}
t-1 | dcopf | branch_real_power_flow_UB[L26-1722] | L26-1722 | {'dcopf': True, 'IEEE 24 Bus': True} | TRUE | -1.3243 |  | 5 | 6.3243 | {'branch_real_power_flow[L26-1722]': -1.3243474058881173}
t-1 | dcopf | branch_real_power_flow_UB[L27-1821] | L27-1821 | {'dcopf': True, 'IEEE 24 Bus': True} | TRUE | -0.68128 |  | 5 | 5.6813 | {'branch_real_power_flow[L27-1821]': -0.6812817745669273}
t-1 | dcopf | branch_real_power_flow_UB[L28-1821] | L28-1821 | {'dcopf': True, 'IEEE 24 Bus': True} | TRUE | -0.68128 |  | 5 | 5.6813 | {'branch_real_power_flow[L28-1821]': -0.6812817745669273}
t-1 | dcopf | branch_real_power_flow_UB[L29-1920] | L29-1920 | {'dcopf': True, 'IEEE 24 Bus': True} | TRUE | 0.19726 |  | 5 | 4.8027 | {'branch_real_power_flow[L29-1920]': 0.19726366694497877}
t-1 | dcopf | branch_real_power_flow_UB[L30-1920] | L30-1920 | {'dcopf': True, 'IEEE 24 Bus': True} | TRUE | 0.19726 |  | 5 | 4.8027 | {'branch_real_power_flow[L30-1920]': 0.19726366694497877}
t-1 | dcopf | branch_real_power_flow_UB[L31-2023] | L31-2023 | {'dcopf': True, 'IEEE 24 Bus': True} | TRUE | -0.61524 |  | 5 | 5.6152 | {'branch_real_power_flow[L31-2023]': -0.6152363330550212}
t-1 | dcopf | branch_real_power_flow_UB[L32-2023] | L32-2023 | {'dcopf': True, 'IEEE 24 Bus': True} | TRUE | -0.61524 |  | 5 | 5.6152 | {'branch_real_power_flow[L32-2023]': -0.6152363330550212}
t-1 | dcopf | branch_real_power_flow_UB[L33-2122] | L33-2122 | {'dcopf': True, 'IEEE 24 Bus': True} | TRUE | -1.6757 |  | 5 | 6.6757 | {'branch_real_power_flow[L33-2122]': -1.6756525941118827}
t-1 | dcopf | branch_real_power_flow_UB_reverse[L1-12] | L1-12 | {'dcopf': True, 'IEEE 24 Bus': True} | TRUE | 1.4226 | -2.5 |  | 3.9226 | {'branch_real_power_flow[L1-12]': 1.4225594081794815}
t-1 | dcopf | branch_real_power_flow_UB_reverse[L2-13] | L2-13 | {'dcopf': True, 'IEEE 24 Bus': True} | TRUE | 0.39387 | -2.5 |  | 2.8939 | {'branch_real_power_flow[L2-13]': 0.3938713714481766}
t-1 | dcopf | branch_real_power_flow_UB_reverse[L3-15] | L3-15 | {'dcopf': True, 'IEEE 24 Bus': True} | TRUE | 0.94317 | -2.5 |  | 3.4432 | {'branch_real_power_flow[L3-15]': 0.9431661330609296}
t-1 | dcopf | branch_real_power_flow_UB_reverse[L4-24] | L4-24 | {'dcopf': True, 'IEEE 24 Bus': True} | TRUE | 0.99323 | -2.5 |  | 3.4932 | {'branch_real_power_flow[L4-24]': 0.9932330395752667}
t-1 | dcopf | branch_real_power_flow_UB_reverse[L5-26] | L5-26 | {'dcopf': True, 'IEEE 24 Bus': True} | TRUE | 0.91893 | -2.5 |  | 3.4189 | {'branch_real_power_flow[L5-26]': 0.9189311573523802}
t-1 | dcopf | branch_real_power_flow_UB_reverse[L6-39] | L6-39 | {'dcopf': True, 'IEEE 24 Bus': True} | TRUE | 1.1085 | -2.5 |  | 3.6085 | {'branch_real_power_flow[L6-39]': 1.1084690395862078}
t-1 | dcopf | branch_real_power_flow_UB_reverse[L7-49] | L7-49 | {'dcopf': True, 'IEEE 24 Bus': True} | TRUE | 0.66823 | -2.5 |  | 3.1682 | {'branch_real_power_flow[L7-49]': 0.6682330395752667}
t-1 | dcopf | branch_real_power_flow_UB_reverse[L8-510] | L8-510 | {'dcopf': True, 'IEEE 24 Bus': True} | TRUE | 1.5328 | -2.5 |  | 4.0328 | {'branch_real_power_flow[L8-510]': 1.5327709218090948}
t-1 | dcopf | branch_real_power_flow_UB_reverse[L9-610] | L9-610 | {'dcopf': True, 'IEEE 24 Bus': True} | TRUE | 0.31893 | -2.5 |  | 2.8189 | {'branch_real_power_flow[L9-610]': 0.31893115735238026}
t-1 | dcopf | branch_real_power_flow_UB_reverse[L10-78] | L10-78 | {'dcopf': True, 'IEEE 24 Bus': True} | TRUE | 0.3646 | -1 |  | 1.3646 | {'branch_real_power_flow[L10-78]': 0.36460478874816554}
t-1 | dcopf | branch_real_power_flow_UB_reverse[L11-89] | L11-89 | {'dcopf': True, 'IEEE 24 Bus': True} | TRUE | -0.1927 | -2.5 |  | 2.3073 | {'branch_real_power_flow[L11-89]': -0.19269760562591723}
t-1 | dcopf | branch_real_power_flow_UB_reverse[L12-810] | L12-810 | {'dcopf': True, 'IEEE 24 Bus': True} | TRUE | -0.1927 | -2.5 |  | 2.3073 | {'branch_real_power_flow[L12-810]': -0.19269760562591723}
t-1 | dcopf | branch_real_power_flow_UB_reverse[L13-1113] | L13-1113 | {'dcopf': True, 'IEEE 24 Bus': True} | TRUE | 0.86246 | -5 |  | 5.8625 | {'branch_real_power_flow[L13-1113]': 0.862463719038929}
t-1 | dcopf | branch_real_power_flow_UB_reverse[L14-1114] | L14-1114 | {'dcopf': True, 'IEEE 24 Bus': True} | TRUE | 0.13754 | -5 |  | 5.1375 | {'branch_real_power_flow[L14-1114]': 0.13753628096107118}
t-1 | dcopf | branch_real_power_flow_UB_reverse[L15-1213] | L15-1213 | {'dcopf': True, 'IEEE 24 Bus': True} | TRUE | 1.1912 | -5 |  | 6.1912 | {'branch_real_power_flow[L15-1213]': 1.1912265104941173}
t-1 | dcopf | branch_real_power_flow_UB_reverse[L16-1223] | L16-1223 | {'dcopf': True, 'IEEE 24 Bus': True} | TRUE | -0.57322 | -5 |  | 4.4268 | {'branch_real_power_flow[L16-1223]': -0.5732175634230032}
t-1 | dcopf | branch_real_power_flow_UB_reverse[L17-1323] | L17-1323 | {'dcopf': True, 'IEEE 24 Bus': True} | TRUE | -1.2963 | -5 |  | 3.7037 | {'branch_real_power_flow[L17-1323]': -1.2963097704669542}
t-1 | dcopf | branch_real_power_flow_UB_reverse[L18-1416] | L18-1416 | {'dcopf': True, 'IEEE 24 Bus': True} | TRUE | -2.3125 | -5 |  | 2.6875 | {'branch_real_power_flow[L18-1416]': -2.312463719038929}
t-1 | dcopf | branch_real_power_flow_UB_reverse[L19-1516] | L19-1516 | {'dcopf': True, 'IEEE 24 Bus': True} | TRUE | 2.1701 | -5 |  | 7.1701 | {'branch_real_power_flow[L19-1516]': 2.170080097906915}
t-1 | dcopf | branch_real_power_flow_UB_reverse[L20-1521] | L20-1521 | {'dcopf': True, 'IEEE 24 Bus': True} | TRUE | -2.1565 | -5 |  | 2.8435 | {'branch_real_power_flow[L20-1521]': -2.156544522489014}
t-1 | dcopf | branch_real_power_flow_UB_reverse[L21-1521] | L21-1521 | {'dcopf': True, 'IEEE 24 Bus': True} | TRUE | -2.1565 | -5 |  | 2.8435 | {'branch_real_power_flow[L21-1521]': -2.156544522489014}
t-1 | dcopf | branch_real_power_flow_UB_reverse[L22-1524] | L22-1524 | {'dcopf': True, 'IEEE 24 Bus': True} | TRUE | -0.1027 | -5 |  | 4.8973 | {'branch_real_power_flow[L22-1524]': -0.102700788206262}
t-1 | dcopf | branch_real_power_flow_UB_reverse[L23-1617] | L23-1617 | {'dcopf': True, 'IEEE 24 Bus': True} | TRUE | -2.4869 | -5 |  | 2.5131 | {'branch_real_power_flow[L23-1617]': -2.4869109550219717}
t-1 | dcopf | branch_real_power_flow_UB_reverse[L24-1619] | L24-1619 | {'dcopf': True, 'IEEE 24 Bus': True} | TRUE | 2.6445 | -5 |  | 7.6445 | {'branch_real_power_flow[L24-1619]': 2.6445273338899575}
t-1 | dcopf | branch_real_power_flow_UB_reverse[L25-1718] | L25-1718 | {'dcopf': True, 'IEEE 24 Bus': True} | TRUE | -1.1626 | -5 |  | 3.8374 | {'branch_real_power_flow[L25-1718]': -1.1625635491338544}
t-1 | dcopf | branch_real_power_flow_UB_reverse[L26-1722] | L26-1722 | {'dcopf': True, 'IEEE 24 Bus': True} | TRUE | -1.3243 | -5 |  | 3.6757 | {'branch_real_power_flow[L26-1722]': -1.3243474058881173}
t-1 | dcopf | branch_real_power_flow_UB_reverse[L27-1821] | L27-1821 | {'dcopf': True, 'IEEE 24 Bus': True} | TRUE | -0.68128 | -5 |  | 4.3187 | {'branch_real_power_flow[L27-1821]': -0.6812817745669273}
t-1 | dcopf | branch_real_power_flow_UB_reverse[L28-1821] | L28-1821 | {'dcopf': True, 'IEEE 24 Bus': True} | TRUE | -0.68128 | -5 |  | 4.3187 | {'branch_real_power_flow[L28-1821]': -0.6812817745669273}
t-1 | dcopf | branch_real_power_flow_UB_reverse[L29-1920] | L29-1920 | {'dcopf': True, 'IEEE 24 Bus': True} | TRUE | 0.19726 | -5 |  | 5.1973 | {'branch_real_power_flow[L29-1920]': 0.19726366694497877}
t-1 | dcopf | branch_real_power_flow_UB_reverse[L30-1920] | L30-1920 | {'dcopf': True, 'IEEE 24 Bus': True} | TRUE | 0.19726 | -5 |  | 5.1973 | {'branch_real_power_flow[L30-1920]': 0.19726366694497877}
t-1 | dcopf | branch_real_power_flow_UB_reverse[L31-2023] | L31-2023 | {'dcopf': True, 'IEEE 24 Bus': True} | TRUE | -0.61524 | -5 |  | 4.3848 | {'branch_real_power_flow[L31-2023]': -0.6152363330550212}
t-1 | dcopf | branch_real_power_flow_UB_reverse[L32-2023] | L32-2023 | {'dcopf': True, 'IEEE 24 Bus': True} | TRUE | -0.61524 | -5 |  | 4.3848 | {'branch_real_power_flow[L32-2023]': -0.6152363330550212}
t-1 | dcopf | branch_real_power_flow_UB_reverse[L33-2122] | L33-2122 | {'dcopf': True, 'IEEE 24 Bus': True} | TRUE | -1.6757 | -5 |  | 3.3243 | {'branch_real_power_flow[L33-2122]': -1.6756525941118827}
t-1 | dcopf | transformer_2W_real_power_flow_UB[T1-324] | T1-324 | {'dcopf': True, 'IEEE 24 Bus': True} | TRUE | 0.1027 |  | 0.5 | 0.3973 | {'transformer_2W_real_power_flow[T1-324]': 0.102700788206262}
t-1 | dcopf | transformer_2W_real_power_flow_UB[T2-911] | T2-911 | {'dcopf': True, 'IEEE 24 Bus': True} | TRUE | 0.5 |  | 0.5 | 0 | {'transformer_2W_real_power_flow[T2-911]': 0.5}
t-1 | dcopf | transformer_2W_real_power_flow_UB[T3-912] | T3-912 | {'dcopf': True, 'IEEE 24 Bus': True} | TRUE | 0.309 |  | 0.5 | 0.191 | {'transformer_2W_real_power_flow[T3-912]': 0.3090044735355573}
t-1 | dcopf | transformer_2W_real_power_flow_UB[T4-1011] | T4-1011 | {'dcopf': True, 'IEEE 24 Bus': True} | TRUE | 0.5 |  | 0.5 | 0 | {'transformer_2W_real_power_flow[T4-1011]': 0.5}
t-1 | dcopf | transformer_2W_real_power_flow_UB[T5-1012] | T5-1012 | {'dcopf': True, 'IEEE 24 Bus': True} | TRUE | 0.309 |  | 0.5 | 0.191 | {'transformer_2W_real_power_flow[T5-1012]': 0.3090044735355573}
t-1 | dcopf | transformer_2W_real_power_flow_UB_reverse[T1-324] | T1-324 | {'dcopf': True, 'IEEE 24 Bus': True} | TRUE | 0.1027 | -0.5 |  | 0.6027 | {'transformer_2W_real_power_flow[T1-324]': 0.102700788206262}
t-1 | dcopf | transformer_2W_real_power_flow_UB_reverse[T2-911] | T2-911 | {'dcopf': True, 'IEEE 24 Bus': True} | TRUE | 0.5 | -0.5 |  | 1 | {'transformer_2W_real_power_flow[T2-911]': 0.5}
t-1 | dcopf | transformer_2W_real_power_flow_UB_reverse[T3-912] | T3-912 | {'dcopf': True, 'IEEE 24 Bus': True} | TRUE | 0.309 | -0.5 |  | 0.809 | {'transformer_2W_real_power_flow[T3-912]': 0.3090044735355573}
t-1 | dcopf | transformer_2W_real_power_flow_UB_reverse[T4-1011] | T4-1011 | {'dcopf': True, 'IEEE 24 Bus': True} | TRUE | 0.5 | -0.5 |  | 1 | {'transformer_2W_real_power_flow[T4-1011]': 0.5}
t-1 | dcopf | transformer_2W_real_power_flow_UB_reverse[T5-1012] | T5-1012 | {'dcopf': True, 'IEEE 24 Bus': True} | TRUE | 0.309 | -0.5 |  | 0.809 | {'transformer_2W_real_power_flow[T5-1012]': 0.3090044735355573}
t-1 | dcopf | dcopf_generation_redispatch[G1] | G1 | {'dcopf': True, 'IEEE 24 Bus': True} | TRUE | 0 | 0 | 0 | 0 | {'generator_real_power_out[G1]': 0.0, 'generator_real_power_offer[G1]': 0.0, 'generator_real_power_bid[G1]': 0.0}
t-1 | dcopf | dcopf_generation_redispatch[G2] | G2 | {'dcopf': True, 'IEEE 24 Bus': True} | TRUE | 0 | 0 | 0 | 0 | {'generator_real_power_out[G2]': 0.0, 'generator_real_power_offer[G2]': 0.0, 'generator_real_power_bid[G2]': 0.0}
t-1 | dcopf | dcopf_generation_redispatch[G3] | G3 | {'dcopf': True, 'IEEE 24 Bus': True} | TRUE | 0 | 0 | 0 | 0 | {'generator_real_power_out[G3]': 0.0, 'generator_real_power_offer[G3]': 0.0, 'generator_real_power_bid[G3]': 0.0}
t-1 | dcopf | dcopf_generation_redispatch[G4] | G4 | {'dcopf': True, 'IEEE 24 Bus': True} | TRUE | 0 | 0 | 0 | 0 | {'generator_real_power_out[G4]': 0.0, 'generator_real_power_offer[G4]': 0.0, 'generator_real_power_bid[G4]': 0.0}
t-1 | dcopf | dcopf_generation_redispatch[G5] | G5 | {'dcopf': True, 'IEEE 24 Bus': True} | TRUE | 0 | 0 | 0 | 0 | {'generator_real_power_out[G5]': 0.20429026472262798, 'generator_real_power_offer[G5]': 0.20429026472262798, 'generator_real_power_bid[G5]': 0.0}
t-1 | dcopf | dcopf_generation_redispatch[G6] | G6 | {'dcopf': True, 'IEEE 24 Bus': True} | TRUE | 0 | 0 | 0 | 0 | {'generator_real_power_out[G6]': 1.55, 'generator_real_power_offer[G6]': 1.55, 'generator_real_power_bid[G6]': 0.0}
t-1 | dcopf | dcopf_generation_redispatch[G7] | G7 | {'dcopf': True, 'IEEE 24 Bus': True} | TRUE | 0 | 0 | 0 | 0 | {'generator_real_power_out[G7]': 1.55, 'generator_real_power_offer[G7]': 1.55, 'generator_real_power_bid[G7]': 0.0}
t-1 | dcopf | dcopf_generation_redispatch[G8] | G8 | {'dcopf': True, 'IEEE 24 Bus': True} | TRUE | 3.5527e-15 | 0 | 0 | -3.5527e-15 | {'generator_real_power_out[G8]': 4.0, 'generator_real_power_offer[G8]': 1.0, 'generator_real_power_bid[G8]': 0.0}
t-1 | dcopf | dcopf_generation_redispatch[G9] | G9 | {'dcopf': True, 'IEEE 24 Bus': True} | TRUE | 0 | 0 | 0 | 0 | {'generator_real_power_out[G9]': 4.0, 'generator_real_power_offer[G9]': 0.0, 'generator_real_power_bid[G9]': 0.0}
t-1 | dcopf | dcopf_generation_redispatch[G10] | G10 | {'dcopf': True, 'IEEE 24 Bus': True} | TRUE | 0 | 0 | 0 | 0 | {'generator_real_power_out[G10]': 3.0, 'generator_real_power_offer[G10]': 3.0, 'generator_real_power_bid[G10]': 0.0}
t-1 | dcopf | dcopf_generation_redispatch[G11] | G11 | {'dcopf': True, 'IEEE 24 Bus': True} | TRUE | 0 | 0 | 0 | 0 | {'generator_real_power_out[G11]': 3.1, 'generator_real_power_offer[G11]': 3.1, 'generator_real_power_bid[G11]': 0.0}
t-1 | dcopf | dcopf_generation_redispatch[G12] | G12 | {'dcopf': True, 'IEEE 24 Bus': True} | TRUE | 0 | 0 | 0 | 0 | {'generator_real_power_out[G12]': 0.0, 'generator_real_power_offer[G12]': 0.0, 'generator_real_power_bid[G12]': 0.0}
t-1 | dcopf | dcopf_generation_redispatch['W@1.1'] | W@1.1 | {'dcopf': True, 'IEEE 24 Bus': True} | TRUE | 0 | 0 | 0 | 0 | {"generator_real_power_out['W@1.1']": 1.6172984563442934, "generator_real_power_offer['W@1.1']": 0.0, "generator_real_power_bid['W@1.1']": 1.3827015436557066}
t-1 | dcopf | dcopf_generation_redispatch['W@1.2'] | W@1.2 | {'dcopf': True, 'IEEE 24 Bus': True} | TRUE | 0 | 0 | 0 | 0 | {"generator_real_power_out['W@1.2']": 1.6172984563442934, "generator_real_power_offer['W@1.2']": 0.0, "generator_real_power_bid['W@1.2']": 1.3827015436557066}
t-1 | dcopf | dcopf_generation_redispatch[W@2] | W@2 | {'dcopf': True, 'IEEE 24 Bus': True} | TRUE | 0 | 0 | 0 | 0 | {'generator_real_power_out[W@2]': 0.9146047887481656, 'generator_real_power_offer[W@2]': 0.0, 'generator_real_power_bid[W@2]': 2.0853952112518344}
t-1 | dcopf | dcopf_generation_redispatch[W@3] | W@3 | {'dcopf': True, 'IEEE 24 Bus': True} | TRUE | 0 | 0 | 0 | 0 | {'generator_real_power_out[W@3]': 1.6172984563442934, 'generator_real_power_offer[W@3]': 0.0, 'generator_real_power_bid[W@3]': 1.3827015436557066}
t-1 | dcopf | dcopf_generation_redispatch[W@5] | W@5 | {'dcopf': True, 'IEEE 24 Bus': True} | TRUE | 0 | 0 | 0 | 0 | {'generator_real_power_out[W@5]': 0.9146047887481656, 'generator_real_power_offer[W@5]': 0.0, 'generator_real_power_bid[W@5]': 2.0853952112518344}
t-1 | dcopf | dcopf_generation_redispatch[W@7] | W@7 | {'dcopf': True, 'IEEE 24 Bus': True} | TRUE | 0 | 0 | 0 | 0 | {'generator_real_power_out[W@7]': 0.9146047887481652, 'generator_real_power_offer[W@7]': 0.0, 'generator_real_power_bid[W@7]': 2.085395211251835}
t-1 | dcopf | generator_prorata_bid_decompose[G1] | G1 | {'dcopf': True, 'IEEE 24 Bus': True} | TRUE | 0 | 0 | 0 | 0 | {'generator_real_power_bid[G1]': 0.0, 'generator_real_power_bid_nonfirm[G1]': 0.0, 'generator_real_power_bid_firm[G1]': 0.0}
t-1 | dcopf | generator_prorata_bid_decompose[G2] | G2 | {'dcopf': True, 'IEEE 24 Bus': True} | TRUE | 0 | 0 | 0 | 0 | {'generator_real_power_bid[G2]': 0.0, 'generator_real_power_bid_nonfirm[G2]': 0.0, 'generator_real_power_bid_firm[G2]': 0.0}
t-1 | dcopf | generator_prorata_bid_decompose[G3] | G3 | {'dcopf': True, 'IEEE 24 Bus': True} | TRUE | 0 | 0 | 0 | 0 | {'generator_real_power_bid[G3]': 0.0, 'generator_real_power_bid_nonfirm[G3]': 0.0, 'generator_real_power_bid_firm[G3]': 0.0}
t-1 | dcopf | generator_prorata_bid_decompose[G4] | G4 | {'dcopf': True, 'IEEE 24 Bus': True} | TRUE | 0 | 0 | 0 | 0 | {'generator_real_power_bid[G4]': 0.0, 'generator_real_power_bid_nonfirm[G4]': 0.0, 'generator_real_power_bid_firm[G4]': 0.0}
t-1 | dcopf | generator_prorata_bid_decompose[G5] | G5 | {'dcopf': True, 'IEEE 24 Bus': True} | TRUE | 0 | 0 | 0 | 0 | {'generator_real_power_bid[G5]': 0.0, 'generator_real_power_bid_nonfirm[G5]': 0.0, 'generator_real_power_bid_firm[G5]': 0.0}
t-1 | dcopf | generator_prorata_bid_decompose[G6] | G6 | {'dcopf': True, 'IEEE 24 Bus': True} | TRUE | 0 | 0 | 0 | 0 | {'generator_real_power_bid[G6]': 0.0, 'generator_real_power_bid_nonfirm[G6]': 0.0, 'generator_real_power_bid_firm[G6]': 0.0}
t-1 | dcopf | generator_prorata_bid_decompose[G7] | G7 | {'dcopf': True, 'IEEE 24 Bus': True} | TRUE | 0 | 0 | 0 | 0 | {'generator_real_power_bid[G7]': 0.0, 'generator_real_power_bid_nonfirm[G7]': 0.0, 'generator_real_power_bid_firm[G7]': 0.0}
t-1 | dcopf | generator_prorata_bid_decompose[G8] | G8 | {'dcopf': True, 'IEEE 24 Bus': True} | TRUE | 0 | 0 | 0 | 0 | {'generator_real_power_bid[G8]': 0.0, 'generator_real_power_bid_nonfirm[G8]': 0.0, 'generator_real_power_bid_firm[G8]': 0.0}
t-1 | dcopf | generator_prorata_bid_decompose[G9] | G9 | {'dcopf': True, 'IEEE 24 Bus': True} | TRUE | 0 | 0 | 0 | 0 | {'generator_real_power_bid[G9]': 0.0, 'generator_real_power_bid_nonfirm[G9]': 0.0, 'generator_real_power_bid_firm[G9]': 0.0}
t-1 | dcopf | generator_prorata_bid_decompose[G10] | G10 | {'dcopf': True, 'IEEE 24 Bus': True} | TRUE | 0 | 0 | 0 | 0 | {'generator_real_power_bid[G10]': 0.0, 'generator_real_power_bid_nonfirm[G10]': 0.0, 'generator_real_power_bid_firm[G10]': 0.0}
t-1 | dcopf | generator_prorata_bid_decompose[G11] | G11 | {'dcopf': True, 'IEEE 24 Bus': True} | TRUE | 0 | 0 | 0 | 0 | {'generator_real_power_bid[G11]': 0.0, 'generator_real_power_bid_nonfirm[G11]': 0.0, 'generator_real_power_bid_firm[G11]': 0.0}
t-1 | dcopf | generator_prorata_bid_decompose[G12] | G12 | {'dcopf': True, 'IEEE 24 Bus': True} | TRUE | 0 | 0 | 0 | 0 | {'generator_real_power_bid[G12]': 0.0, 'generator_real_power_bid_nonfirm[G12]': 0.0, 'generator_real_power_bid_firm[G12]': 0.0}
t-1 | dcopf | generator_prorata_bid_decompose['W@1.1'] | W@1.1 | {'dcopf': True, 'IEEE 24 Bus': True} | TRUE | 0 | 0 | 0 | 0 | {"generator_real_power_bid['W@1.1']": 1.3827015436557066, "generator_real_power_bid_nonfirm['W@1.1']": 1.3827015436557066, "generator_real_power_bid_firm['W@1.1']": 0.0}
t-1 | dcopf | generator_prorata_bid_decompose['W@1.2'] | W@1.2 | {'dcopf': True, 'IEEE 24 Bus': True} | TRUE | 0 | 0 | 0 | 0 | {"generator_real_power_bid['W@1.2']": 1.3827015436557066, "generator_real_power_bid_nonfirm['W@1.2']": 1.3827015436557066, "generator_real_power_bid_firm['W@1.2']": 0.0}
t-1 | dcopf | generator_prorata_bid_decompose[W@2] | W@2 | {'dcopf': True, 'IEEE 24 Bus': True} | TRUE | 0 | 0 | 0 | 0 | {'generator_real_power_bid[W@2]': 2.0853952112518344, 'generator_real_power_bid_nonfirm[W@2]': 2.0853952112518344, 'generator_real_power_bid_firm[W@2]': 0.0}
t-1 | dcopf | generator_prorata_bid_decompose[W@3] | W@3 | {'dcopf': True, 'IEEE 24 Bus': True} | TRUE | 0 | 0 | 0 | 0 | {'generator_real_power_bid[W@3]': 1.3827015436557066, 'generator_real_power_bid_nonfirm[W@3]': 1.3827015436557066, 'generator_real_power_bid_firm[W@3]': 0.0}
t-1 | dcopf | generator_prorata_bid_decompose[W@5] | W@5 | {'dcopf': True, 'IEEE 24 Bus': True} | TRUE | 0 | 0 | 0 | 0 | {'generator_real_power_bid[W@5]': 2.0853952112518344, 'generator_real_power_bid_nonfirm[W@5]': 2.0853952112518344, 'generator_real_power_bid_firm[W@5]': 0.0}
t-1 | dcopf | generator_prorata_bid_decompose[W@7] | W@7 | {'dcopf': True, 'IEEE 24 Bus': True} | TRUE | 0 | 0 | 0 | 0 | {'generator_real_power_bid[W@7]': 2.085395211251835, 'generator_real_power_bid_nonfirm[W@7]': 2.085395211251835, 'generator_real_power_bid_firm[W@7]': 0.0}
t-1 | dcopf | generator_prorata_offer_bigM['W@1.1'] | W@1.1 | {'dcopf': True, 'IEEE 24 Bus': True} | TRUE | 0 |  | 0 | 0 | {"generator_real_power_offer['W@1.1']": 0.0, "generator_offer_indicator['W@1.1']": 0.0}
t-1 | dcopf | generator_prorata_offer_bigM['W@1.2'] | W@1.2 | {'dcopf': True, 'IEEE 24 Bus': True} | TRUE | 0 |  | 0 | 0 | {"generator_real_power_offer['W@1.2']": 0.0, "generator_offer_indicator['W@1.2']": 0.0}
t-1 | dcopf | generator_prorata_offer_bigM[W@2] | W@2 | {'dcopf': True, 'IEEE 24 Bus': True} | TRUE | 0 |  | 0 | 0 | {'generator_real_power_offer[W@2]': 0.0, 'generator_offer_indicator[W@2]': 0.0}
t-1 | dcopf | generator_prorata_offer_bigM[W@3] | W@3 | {'dcopf': True, 'IEEE 24 Bus': True} | TRUE | 0 |  | 0 | 0 | {'generator_real_power_offer[W@3]': 0.0, 'generator_offer_indicator[W@3]': 0.0}
t-1 | dcopf | generator_prorata_offer_bigM[W@5] | W@5 | {'dcopf': True, 'IEEE 24 Bus': True} | TRUE | 0 |  | 0 | 0 | {'generator_real_power_offer[W@5]': 0.0, 'generator_offer_indicator[W@5]': 0.0}
t-1 | dcopf | generator_prorata_offer_bigM[W@7] | W@7 | {'dcopf': True, 'IEEE 24 Bus': True} | TRUE | 0 |  | 0 | 0 | {'generator_real_power_offer[W@7]': 0.0, 'generator_offer_indicator[W@7]': 0.0}
t-1 | dcopf | generator_prorata_bid_bigM['W@1.1'] | W@1.1 | {'dcopf': True, 'IEEE 24 Bus': True} | TRUE | -1.6173 |  | 0 | 1.6173 | {"generator_real_power_bid_firm['W@1.1']": 0.0, "generator_real_power_bid_nonfirm['W@1.1']": 1.3827015436557066, "generator_offer_indicator['W@1.1']": 0.0}
t-1 | dcopf | generator_prorata_bid_bigM['W@1.2'] | W@1.2 | {'dcopf': True, 'IEEE 24 Bus': True} | TRUE | -1.6173 |  | 0 | 1.6173 | {"generator_real_power_bid_firm['W@1.2']": 0.0, "generator_real_power_bid_nonfirm['W@1.2']": 1.3827015436557066, "generator_offer_indicator['W@1.2']": 0.0}
t-1 | dcopf | generator_prorata_bid_bigM[W@2] | W@2 | {'dcopf': True, 'IEEE 24 Bus': True} | TRUE | -0.9146 |  | 0 | 0.9146 | {'generator_real_power_bid_firm[W@2]': 0.0, 'generator_real_power_bid_nonfirm[W@2]': 2.0853952112518344, 'generator_offer_indicator[W@2]': 0.0}
t-1 | dcopf | generator_prorata_bid_bigM[W@3] | W@3 | {'dcopf': True, 'IEEE 24 Bus': True} | TRUE | -1.6173 |  | 0 | 1.6173 | {'generator_real_power_bid_firm[W@3]': 0.0, 'generator_real_power_bid_nonfirm[W@3]': 1.3827015436557066, 'generator_offer_indicator[W@3]': 0.0}
t-1 | dcopf | generator_prorata_bid_bigM[W@5] | W@5 | {'dcopf': True, 'IEEE 24 Bus': True} | TRUE | -0.9146 |  | 0 | 0.9146 | {'generator_real_power_bid_firm[W@5]': 0.0, 'generator_real_power_bid_nonfirm[W@5]': 2.0853952112518344, 'generator_offer_indicator[W@5]': 0.0}
t-1 | dcopf | generator_prorata_bid_bigM[W@7] | W@7 | {'dcopf': True, 'IEEE 24 Bus': True} | TRUE | -0.9146 |  | 0 | 0.9146 | {'generator_real_power_bid_firm[W@7]': 0.0, 'generator_real_power_bid_nonfirm[W@7]': 2.085395211251835, 'generator_offer_indicator[W@7]': 0.0}
t-1 | dcopf | generator_prorata_no_offer_when_curtailed['W@1.1'] | W@1.1 | {'dcopf': True, 'IEEE 24 Bus': True} | TRUE | 0.4609 |  | 1 | 0.5391 | {"generator_offer_indicator['W@1.1']": 0.0, "generator_prorata_curtailment['W@1.1']": 0.4609005145519022}
t-1 | dcopf | generator_prorata_no_offer_when_curtailed['W@1.2'] | W@1.2 | {'dcopf': True, 'IEEE 24 Bus': True} | TRUE | 0.4609 |  | 1 | 0.5391 | {"generator_offer_indicator['W@1.2']": 0.0, "generator_prorata_curtailment['W@1.2']": 0.4609005145519022}
t-1 | dcopf | generator_prorata_no_offer_when_curtailed[W@2] | W@2 | {'dcopf': True, 'IEEE 24 Bus': True} | TRUE | 0.69513 |  | 1 | 0.30487 | {'generator_offer_indicator[W@2]': 0.0, 'generator_prorata_curtailment[W@2]': 0.6951317370839448}
t-1 | dcopf | generator_prorata_no_offer_when_curtailed[W@3] | W@3 | {'dcopf': True, 'IEEE 24 Bus': True} | TRUE | 0.4609 |  | 1 | 0.5391 | {'generator_offer_indicator[W@3]': 0.0, 'generator_prorata_curtailment[W@3]': 0.4609005145519022}
t-1 | dcopf | generator_prorata_no_offer_when_curtailed[W@5] | W@5 | {'dcopf': True, 'IEEE 24 Bus': True} | TRUE | 0.69513 |  | 1 | 0.30487 | {'generator_offer_indicator[W@5]': 0.0, 'generator_prorata_curtailment[W@5]': 0.6951317370839448}
t-1 | dcopf | generator_prorata_no_offer_when_curtailed[W@7] | W@7 | {'dcopf': True, 'IEEE 24 Bus': True} | TRUE | 0.69513 |  | 1 | 0.30487 | {'generator_offer_indicator[W@7]': 0.0, 'generator_prorata_curtailment[W@7]': 0.6951317370839449}
t-1 | dcopf | generation_prorata_curtailment_LB['W@1.1'] | W@1.1 | {'dcopf': True, 'IEEE 24 Bus': True} | TRUE | 0 |  | 0 | 0 | {"generator_prorata_curtailment['W@1.1']": 0.4609005145519022, "generator_real_power_bid_nonfirm['W@1.1']": 1.3827015436557066, "generator_real_power_bid_firm['W@1.1']": 0.0}
t-1 | dcopf | generation_prorata_curtailment_LB['W@1.2'] | W@1.2 | {'dcopf': True, 'IEEE 24 Bus': True} | TRUE | 0 |  | 0 | 0 | {"generator_prorata_curtailment['W@1.2']": 0.4609005145519022, "generator_real_power_bid_nonfirm['W@1.2']": 1.3827015436557066, "generator_real_power_bid_firm['W@1.2']": 0.0}
t-1 | dcopf | generation_prorata_curtailment_LB[W@2] | W@2 | {'dcopf': True, 'IEEE 24 Bus': True} | TRUE | 0 |  | 0 | 0 | {'generator_prorata_curtailment[W@2]': 0.6951317370839448, 'generator_real_power_bid_nonfirm[W@2]': 2.0853952112518344, 'generator_real_power_bid_firm[W@2]': 0.0}
t-1 | dcopf | generation_prorata_curtailment_LB[W@3] | W@3 | {'dcopf': True, 'IEEE 24 Bus': True} | TRUE | 0 |  | 0 | 0 | {'generator_prorata_curtailment[W@3]': 0.4609005145519022, 'generator_real_power_bid_nonfirm[W@3]': 1.3827015436557066, 'generator_real_power_bid_firm[W@3]': 0.0}
t-1 | dcopf | generation_prorata_curtailment_LB[W@5] | W@5 | {'dcopf': True, 'IEEE 24 Bus': True} | TRUE | 0 |  | 0 | 0 | {'generator_prorata_curtailment[W@5]': 0.6951317370839448, 'generator_real_power_bid_nonfirm[W@5]': 2.0853952112518344, 'generator_real_power_bid_firm[W@5]': 0.0}
t-1 | dcopf | generation_prorata_curtailment_LB[W@7] | W@7 | {'dcopf': True, 'IEEE 24 Bus': True} | TRUE | 0 |  | 0 | 0 | {'generator_prorata_curtailment[W@7]': 0.6951317370839449, 'generator_real_power_bid_nonfirm[W@7]': 2.085395211251835, 'generator_real_power_bid_firm[W@7]': 0.0}
t-1 | dcopf | generation_prorata_curtailment_UB['W@1.1'] | W@1.1 | {'dcopf': True, 'IEEE 24 Bus': True} | TRUE | 0 |  | 0 | 0 | {"generator_real_power_bid_nonfirm['W@1.1']": 1.3827015436557066, "generator_real_power_bid_firm['W@1.1']": 0.0, "generator_prorata_curtailment['W@1.1']": 0.4609005145519022, "generator_commitment['W@1.1']": 1.0}
t-1 | dcopf | generation_prorata_curtailment_UB['W@1.2'] | W@1.2 | {'dcopf': True, 'IEEE 24 Bus': True} | TRUE | 0 |  | 0 | 0 | {"generator_real_power_bid_nonfirm['W@1.2']": 1.3827015436557066, "generator_real_power_bid_firm['W@1.2']": 0.0, "generator_prorata_curtailment['W@1.2']": 0.4609005145519022, "generator_commitment['W@1.2']": 1.0}
t-1 | dcopf | generation_prorata_curtailment_UB[W@2] | W@2 | {'dcopf': True, 'IEEE 24 Bus': True} | TRUE | 0 |  | 0 | 0 | {'generator_real_power_bid_nonfirm[W@2]': 2.0853952112518344, 'generator_real_power_bid_firm[W@2]': 0.0, 'generator_prorata_curtailment[W@2]': 0.6951317370839448, 'generator_commitment[W@2]': 1.0}
t-1 | dcopf | generation_prorata_curtailment_UB[W@3] | W@3 | {'dcopf': True, 'IEEE 24 Bus': True} | TRUE | 0 |  | 0 | 0 | {'generator_real_power_bid_nonfirm[W@3]': 1.3827015436557066, 'generator_real_power_bid_firm[W@3]': 0.0, 'generator_prorata_curtailment[W@3]': 0.4609005145519022, 'generator_commitment[W@3]': 1.0}
t-1 | dcopf | generation_prorata_curtailment_UB[W@5] | W@5 | {'dcopf': True, 'IEEE 24 Bus': True} | TRUE | 0 |  | 0 | 0 | {'generator_real_power_bid_nonfirm[W@5]': 2.0853952112518344, 'generator_real_power_bid_firm[W@5]': 0.0, 'generator_prorata_curtailment[W@5]': 0.6951317370839448, 'generator_commitment[W@5]': 1.0}
t-1 | dcopf | generation_prorata_curtailment_UB[W@7] | W@7 | {'dcopf': True, 'IEEE 24 Bus': True} | TRUE | 0 |  | 0 | 0 | {'generator_real_power_bid_nonfirm[W@7]': 2.085395211251835, 'generator_real_power_bid_firm[W@7]': 0.0, 'generator_prorata_curtailment[W@7]': 0.6951317370839449, 'generator_commitment[W@7]': 1.0}
t-1 | dcopf | generation_prorata_curtailment_piecewise_logic_firm[G1] | G1 | {'dcopf': True, 'IEEE 24 Bus': True} | TRUE | 0 |  | 1.52 | 1.52 | {'generator_real_power_bid_firm[G1]': 0.0}
t-1 | dcopf | generation_prorata_curtailment_piecewise_logic_firm[G2] | G2 | {'dcopf': True, 'IEEE 24 Bus': True} | TRUE | 0 |  | 1.52 | 1.52 | {'generator_real_power_bid_firm[G2]': 0.0}
t-1 | dcopf | generation_prorata_curtailment_piecewise_logic_firm[G3] | G3 | {'dcopf': True, 'IEEE 24 Bus': True} | TRUE | 0 |  | 3.5 | 3.5 | {'generator_real_power_bid_firm[G3]': 0.0}
t-1 | dcopf | generation_prorata_curtailment_piecewise_logic_firm[G4] | G4 | {'dcopf': True, 'IEEE 24 Bus': True} | TRUE | 0 |  | 5.91 | 5.91 | {'generator_real_power_bid_firm[G4]': 0.0}
t-1 | dcopf | generation_prorata_curtailment_piecewise_logic_firm[G5] | G5 | {'dcopf': True, 'IEEE 24 Bus': True} | TRUE | 0 |  | 0.6 | 0.6 | {'generator_real_power_bid_firm[G5]': 0.0}
t-1 | dcopf | generation_prorata_curtailment_piecewise_logic_firm[G6] | G6 | {'dcopf': True, 'IEEE 24 Bus': True} | TRUE | 0 |  | 1.55 | 1.55 | {'generator_real_power_bid_firm[G6]': 0.0}
t-1 | dcopf | generation_prorata_curtailment_piecewise_logic_firm[G7] | G7 | {'dcopf': True, 'IEEE 24 Bus': True} | TRUE | 0 |  | 1.55 | 1.55 | {'generator_real_power_bid_firm[G7]': 0.0}
t-1 | dcopf | generation_prorata_curtailment_piecewise_logic_firm[G8] | G8 | {'dcopf': True, 'IEEE 24 Bus': True} | TRUE | 0 |  | 4 | 4 | {'generator_real_power_bid_firm[G8]': 0.0}
t-1 | dcopf | generation_prorata_curtailment_piecewise_logic_firm[G9] | G9 | {'dcopf': True, 'IEEE 24 Bus': True} | TRUE | 0 |  | 4 | 4 | {'generator_real_power_bid_firm[G9]': 0.0}
t-1 | dcopf | generation_prorata_curtailment_piecewise_logic_firm[G10] | G10 | {'dcopf': True, 'IEEE 24 Bus': True} | TRUE | 0 |  | 3 | 3 | {'generator_real_power_bid_firm[G10]': 0.0}
t-1 | dcopf | generation_prorata_curtailment_piecewise_logic_firm[G11] | G11 | {'dcopf': True, 'IEEE 24 Bus': True} | TRUE | 0 |  | 3.1 | 3.1 | {'generator_real_power_bid_firm[G11]': 0.0}
t-1 | dcopf | generation_prorata_curtailment_piecewise_logic_firm[G12] | G12 | {'dcopf': True, 'IEEE 24 Bus': True} | TRUE | 0 |  | 3.5 | 3.5 | {'generator_real_power_bid_firm[G12]': 0.0}
t-1 | dcopf | generation_prorata_curtailment_piecewise_logic_firm['W@1.1'] | W@1.1 | {'dcopf': True, 'IEEE 24 Bus': True} | TRUE | 0 |  | 0 | 0 | {"generator_real_power_bid_firm['W@1.1']": 0.0}
t-1 | dcopf | generation_prorata_curtailment_piecewise_logic_firm['W@1.2'] | W@1.2 | {'dcopf': True, 'IEEE 24 Bus': True} | TRUE | 0 |  | 0 | 0 | {"generator_real_power_bid_firm['W@1.2']": 0.0}
t-1 | dcopf | generation_prorata_curtailment_piecewise_logic_firm[W@2] | W@2 | {'dcopf': True, 'IEEE 24 Bus': True} | TRUE | 0 |  | 0 | 0 | {'generator_real_power_bid_firm[W@2]': 0.0}
t-1 | dcopf | generation_prorata_curtailment_piecewise_logic_firm[W@3] | W@3 | {'dcopf': True, 'IEEE 24 Bus': True} | TRUE | 0 |  | 0 | 0 | {'generator_real_power_bid_firm[W@3]': 0.0}
t-1 | dcopf | generation_prorata_curtailment_piecewise_logic_firm[W@5] | W@5 | {'dcopf': True, 'IEEE 24 Bus': True} | TRUE | 0 |  | 0 | 0 | {'generator_real_power_bid_firm[W@5]': 0.0}
t-1 | dcopf | generation_prorata_curtailment_piecewise_logic_firm[W@7] | W@7 | {'dcopf': True, 'IEEE 24 Bus': True} | TRUE | 0 |  | 0 | 0 | {'generator_real_power_bid_firm[W@7]': 0.0}
t-1 | dcopf | generation_prorata_curtailment_piecewise_logic_nonfirm_no_firm['W@1.1'] | W@1.1 | {'dcopf': True, 'IEEE 24 Bus': True} | TRUE | 1.3827 |  | 3 | 1.6173 | {"generator_real_power_bid_nonfirm['W@1.1']": 1.3827015436557066}
t-1 | dcopf | generation_prorata_curtailment_piecewise_logic_nonfirm_no_firm['W@1.2'] | W@1.2 | {'dcopf': True, 'IEEE 24 Bus': True} | TRUE | 1.3827 |  | 3 | 1.6173 | {"generator_real_power_bid_nonfirm['W@1.2']": 1.3827015436557066}
t-1 | dcopf | generation_prorata_curtailment_piecewise_logic_nonfirm_no_firm[W@2] | W@2 | {'dcopf': True, 'IEEE 24 Bus': True} | TRUE | 2.0854 |  | 3 | 0.9146 | {'generator_real_power_bid_nonfirm[W@2]': 2.0853952112518344}
t-1 | dcopf | generation_prorata_curtailment_piecewise_logic_nonfirm_no_firm[W@3] | W@3 | {'dcopf': True, 'IEEE 24 Bus': True} | TRUE | 1.3827 |  | 3 | 1.6173 | {'generator_real_power_bid_nonfirm[W@3]': 1.3827015436557066}
t-1 | dcopf | generation_prorata_curtailment_piecewise_logic_nonfirm_no_firm[W@5] | W@5 | {'dcopf': True, 'IEEE 24 Bus': True} | TRUE | 2.0854 |  | 3 | 0.9146 | {'generator_real_power_bid_nonfirm[W@5]': 2.0853952112518344}
t-1 | dcopf | generation_prorata_curtailment_piecewise_logic_nonfirm_no_firm[W@7] | W@7 | {'dcopf': True, 'IEEE 24 Bus': True} | TRUE | 2.0854 |  | 3 | 0.9146 | {'generator_real_power_bid_nonfirm[W@7]': 2.085395211251835}
t-1 | dcopf | generation_prorata_curtailment_piecewise_logic_firm_UB[G1] | G1 | {'dcopf': True, 'IEEE 24 Bus': True} | TRUE | 0 |  | 0 | 0 | {'generator_real_power_bid_nonfirm[G1]': 0.0, 'generator_precurtailment_beyond_firm[G1]': 0}
t-1 | dcopf | generation_prorata_curtailment_piecewise_logic_firm_UB[G2] | G2 | {'dcopf': True, 'IEEE 24 Bus': True} | TRUE | 0 |  | 0 | 0 | {'generator_real_power_bid_nonfirm[G2]': 0.0, 'generator_precurtailment_beyond_firm[G2]': 0}
t-1 | dcopf | generation_prorata_curtailment_piecewise_logic_firm_UB[G3] | G3 | {'dcopf': True, 'IEEE 24 Bus': True} | TRUE | 0 |  | 0 | 0 | {'generator_real_power_bid_nonfirm[G3]': 0.0, 'generator_precurtailment_beyond_firm[G3]': 0}
t-1 | dcopf | generation_prorata_curtailment_piecewise_logic_firm_UB[G4] | G4 | {'dcopf': True, 'IEEE 24 Bus': True} | TRUE | 0 |  | 0 | 0 | {'generator_real_power_bid_nonfirm[G4]': 0.0, 'generator_precurtailment_beyond_firm[G4]': 0}
t-1 | dcopf | generation_prorata_curtailment_piecewise_logic_firm_UB[G5] | G5 | {'dcopf': True, 'IEEE 24 Bus': True} | TRUE | 0 |  | 0 | 0 | {'generator_real_power_bid_nonfirm[G5]': 0.0, 'generator_precurtailment_beyond_firm[G5]': 0}
t-1 | dcopf | generation_prorata_curtailment_piecewise_logic_firm_UB[G6] | G6 | {'dcopf': True, 'IEEE 24 Bus': True} | TRUE | 0 |  | 0 | 0 | {'generator_real_power_bid_nonfirm[G6]': 0.0, 'generator_precurtailment_beyond_firm[G6]': 0}
t-1 | dcopf | generation_prorata_curtailment_piecewise_logic_firm_UB[G7] | G7 | {'dcopf': True, 'IEEE 24 Bus': True} | TRUE | 0 |  | 0 | 0 | {'generator_real_power_bid_nonfirm[G7]': 0.0, 'generator_precurtailment_beyond_firm[G7]': 0}
t-1 | dcopf | generation_prorata_curtailment_piecewise_logic_firm_UB[G8] | G8 | {'dcopf': True, 'IEEE 24 Bus': True} | TRUE | -3 |  | 0 | 3 | {'generator_real_power_bid_nonfirm[G8]': 0.0, 'generator_precurtailment_beyond_firm[G8]': 0}
t-1 | dcopf | generation_prorata_curtailment_piecewise_logic_firm_UB[G9] | G9 | {'dcopf': True, 'IEEE 24 Bus': True} | TRUE | 0 |  | 0 | 0 | {'generator_real_power_bid_nonfirm[G9]': 0.0, 'generator_precurtailment_beyond_firm[G9]': 1}
t-1 | dcopf | generation_prorata_curtailment_piecewise_logic_firm_UB[G10] | G10 | {'dcopf': True, 'IEEE 24 Bus': True} | TRUE | 0 |  | 0 | 0 | {'generator_real_power_bid_nonfirm[G10]': 0.0, 'generator_precurtailment_beyond_firm[G10]': 0}
t-1 | dcopf | generation_prorata_curtailment_piecewise_logic_firm_UB[G11] | G11 | {'dcopf': True, 'IEEE 24 Bus': True} | TRUE | 0 |  | 0 | 0 | {'generator_real_power_bid_nonfirm[G11]': 0.0, 'generator_precurtailment_beyond_firm[G11]': 0}
t-1 | dcopf | generation_prorata_curtailment_piecewise_logic_firm_UB[G12] | G12 | {'dcopf': True, 'IEEE 24 Bus': True} | TRUE | 0 |  | 0 | 0 | {'generator_real_power_bid_nonfirm[G12]': 0.0, 'generator_precurtailment_beyond_firm[G12]': 0}
t-1 | dcopf | generation_prorata_curtailment_piecewise_logic_firm_zero[G1] | G1 | {'dcopf': True, 'IEEE 24 Bus': True} | TRUE | 0 |  | 0 | 0 | {'generator_real_power_bid_nonfirm[G1]': 0.0, 'generator_precurtailment_beyond_firm[G1]': 0}
t-1 | dcopf | generation_prorata_curtailment_piecewise_logic_firm_zero[G2] | G2 | {'dcopf': True, 'IEEE 24 Bus': True} | TRUE | 0 |  | 0 | 0 | {'generator_real_power_bid_nonfirm[G2]': 0.0, 'generator_precurtailment_beyond_firm[G2]': 0}
t-1 | dcopf | generation_prorata_curtailment_piecewise_logic_firm_zero[G3] | G3 | {'dcopf': True, 'IEEE 24 Bus': True} | TRUE | 0 |  | 0 | 0 | {'generator_real_power_bid_nonfirm[G3]': 0.0, 'generator_precurtailment_beyond_firm[G3]': 0}
t-1 | dcopf | generation_prorata_curtailment_piecewise_logic_firm_zero[G4] | G4 | {'dcopf': True, 'IEEE 24 Bus': True} | TRUE | 0 |  | 0 | 0 | {'generator_real_power_bid_nonfirm[G4]': 0.0, 'generator_precurtailment_beyond_firm[G4]': 0}
t-1 | dcopf | generation_prorata_curtailment_piecewise_logic_firm_zero[G5] | G5 | {'dcopf': True, 'IEEE 24 Bus': True} | TRUE | 0 |  | 0 | 0 | {'generator_real_power_bid_nonfirm[G5]': 0.0, 'generator_precurtailment_beyond_firm[G5]': 0}
t-1 | dcopf | generation_prorata_curtailment_piecewise_logic_firm_zero[G6] | G6 | {'dcopf': True, 'IEEE 24 Bus': True} | TRUE | 0 |  | 0 | 0 | {'generator_real_power_bid_nonfirm[G6]': 0.0, 'generator_precurtailment_beyond_firm[G6]': 0}
t-1 | dcopf | generation_prorata_curtailment_piecewise_logic_firm_zero[G7] | G7 | {'dcopf': True, 'IEEE 24 Bus': True} | TRUE | 0 |  | 0 | 0 | {'generator_real_power_bid_nonfirm[G7]': 0.0, 'generator_precurtailment_beyond_firm[G7]': 0}
t-1 | dcopf | generation_prorata_curtailment_piecewise_logic_firm_zero[G8] | G8 | {'dcopf': True, 'IEEE 24 Bus': True} | TRUE | 0 |  | 0 | 0 | {'generator_real_power_bid_nonfirm[G8]': 0.0, 'generator_precurtailment_beyond_firm[G8]': 0}
t-1 | dcopf | generation_prorata_curtailment_piecewise_logic_firm_zero[G9] | G9 | {'dcopf': True, 'IEEE 24 Bus': True} | TRUE | -4 |  | 0 | 4 | {'generator_real_power_bid_nonfirm[G9]': 0.0, 'generator_precurtailment_beyond_firm[G9]': 1}
t-1 | dcopf | generation_prorata_curtailment_piecewise_logic_firm_zero[G10] | G10 | {'dcopf': True, 'IEEE 24 Bus': True} | TRUE | 0 |  | 0 | 0 | {'generator_real_power_bid_nonfirm[G10]': 0.0, 'generator_precurtailment_beyond_firm[G10]': 0}
t-1 | dcopf | generation_prorata_curtailment_piecewise_logic_firm_zero[G11] | G11 | {'dcopf': True, 'IEEE 24 Bus': True} | TRUE | 0 |  | 0 | 0 | {'generator_real_power_bid_nonfirm[G11]': 0.0, 'generator_precurtailment_beyond_firm[G11]': 0}
t-1 | dcopf | generation_prorata_curtailment_piecewise_logic_firm_zero[G12] | G12 | {'dcopf': True, 'IEEE 24 Bus': True} | TRUE | 0 |  | 0 | 0 | {'generator_real_power_bid_nonfirm[G12]': 0.0, 'generator_precurtailment_beyond_firm[G12]': 0}
t-1 | dcopf | generator_prorata_curtailment_proportion_LB['W@1.1',South] | ('W@1.1', 'South') | {'dcopf': True, 'IEEE 24 Bus': True} | TRUE | 5.5511e-17 |  | 0 | -5.5511e-17 | {'gen_prorata_group_curtailment[South]': 0.46090051455190223, "generator_prorata_curtailment['W@1.1']": 0.4609005145519022}
t-1 | dcopf | generator_prorata_curtailment_proportion_LB['W@1.2',South] | ('W@1.2', 'South') | {'dcopf': True, 'IEEE 24 Bus': True} | TRUE | 5.5511e-17 |  | 0 | -5.5511e-17 | {'gen_prorata_group_curtailment[South]': 0.46090051455190223, "generator_prorata_curtailment['W@1.2']": 0.4609005145519022}
t-1 | dcopf | generator_prorata_curtailment_proportion_LB[W@2,South] | ('W@2', 'South') | {'dcopf': True, 'IEEE 24 Bus': True} | TRUE | -0.23423 |  | 0 | 0.23423 | {'gen_prorata_group_curtailment[South]': 0.46090051455190223, 'generator_prorata_curtailment[W@2]': 0.6951317370839448}
t-1 | dcopf | generator_prorata_curtailment_proportion_LB[W@2,'257'] | ('W@2', '257') | {'dcopf': True, 'IEEE 24 Bus': True} | TRUE | 1.1102e-16 |  | 0 | -1.1102e-16 | {"gen_prorata_group_curtailment['257']": 0.6951317370839449, 'generator_prorata_curtailment[W@2]': 0.6951317370839448}
t-1 | dcopf | generator_prorata_curtailment_proportion_LB[W@3,South] | ('W@3', 'South') | {'dcopf': True, 'IEEE 24 Bus': True} | TRUE | 5.5511e-17 |  | 0 | -5.5511e-17 | {'gen_prorata_group_curtailment[South]': 0.46090051455190223, 'generator_prorata_curtailment[W@3]': 0.4609005145519022}
t-1 | dcopf | generator_prorata_curtailment_proportion_LB[W@5,South] | ('W@5', 'South') | {'dcopf': True, 'IEEE 24 Bus': True} | TRUE | -0.23423 |  | 0 | 0.23423 | {'gen_prorata_group_curtailment[South]': 0.46090051455190223, 'generator_prorata_curtailment[W@5]': 0.6951317370839448}
t-1 | dcopf | generator_prorata_curtailment_proportion_LB[W@5,'257'] | ('W@5', '257') | {'dcopf': True, 'IEEE 24 Bus': True} | TRUE | 1.1102e-16 |  | 0 | -1.1102e-16 | {"gen_prorata_group_curtailment['257']": 0.6951317370839449, 'generator_prorata_curtailment[W@5]': 0.6951317370839448}
t-1 | dcopf | generator_prorata_curtailment_proportion_LB[W@7,South] | ('W@7', 'South') | {'dcopf': True, 'IEEE 24 Bus': True} | TRUE | -0.23423 |  | 0 | 0.23423 | {'gen_prorata_group_curtailment[South]': 0.46090051455190223, 'generator_prorata_curtailment[W@7]': 0.6951317370839449}
t-1 | dcopf | generator_prorata_curtailment_proportion_LB[W@7,'257'] | ('W@7', '257') | {'dcopf': True, 'IEEE 24 Bus': True} | TRUE | 0 |  | 0 | 0 | {"gen_prorata_group_curtailment['257']": 0.6951317370839449, 'generator_prorata_curtailment[W@7]': 0.6951317370839449}
t-1 | dcopf | generator_prorata_curtailment_proportion_UB['W@1.1',South] | ('W@1.1', 'South') | {'dcopf': True, 'IEEE 24 Bus': True} | TRUE | -5.5511e-17 |  | 0 | 5.5511e-17 | {"generator_prorata_curtailment['W@1.1']": 0.4609005145519022, "generator_active_prorata_group['W@1.1',South]": 1.0, 'gen_prorata_group_curtailment[South]': 0.46090051455190223}
t-1 | dcopf | generator_prorata_curtailment_proportion_UB['W@1.2',South] | ('W@1.2', 'South') | {'dcopf': True, 'IEEE 24 Bus': True} | TRUE | -5.5511e-17 |  | 0 | 5.5511e-17 | {"generator_prorata_curtailment['W@1.2']": 0.4609005145519022, "generator_active_prorata_group['W@1.2',South]": 1.0, 'gen_prorata_group_curtailment[South]': 0.46090051455190223}
t-1 | dcopf | generator_prorata_curtailment_proportion_UB[W@2,South] | ('W@2', 'South') | {'dcopf': True, 'IEEE 24 Bus': True} | TRUE | -0.76577 |  | 0 | 0.76577 | {'generator_prorata_curtailment[W@2]': 0.6951317370839448, 'generator_active_prorata_group[W@2,South]': 0.0, 'gen_prorata_group_curtailment[South]': 0.46090051455190223}
t-1 | dcopf | generator_prorata_curtailment_proportion_UB[W@2,'257'] | ('W@2', '257') | {'dcopf': True, 'IEEE 24 Bus': True} | TRUE | -1.1102e-16 |  | 0 | 1.1102e-16 | {'generator_prorata_curtailment[W@2]': 0.6951317370839448, "generator_active_prorata_group[W@2,'257']": 1.0, "gen_prorata_group_curtailment['257']": 0.6951317370839449}
t-1 | dcopf | generator_prorata_curtailment_proportion_UB[W@3,South] | ('W@3', 'South') | {'dcopf': True, 'IEEE 24 Bus': True} | TRUE | -5.5511e-17 |  | 0 | 5.5511e-17 | {'generator_prorata_curtailment[W@3]': 0.4609005145519022, 'generator_active_prorata_group[W@3,South]': 1.0, 'gen_prorata_group_curtailment[South]': 0.46090051455190223}
t-1 | dcopf | generator_prorata_curtailment_proportion_UB[W@5,South] | ('W@5', 'South') | {'dcopf': True, 'IEEE 24 Bus': True} | TRUE | -0.76577 |  | 0 | 0.76577 | {'generator_prorata_curtailment[W@5]': 0.6951317370839448, 'generator_active_prorata_group[W@5,South]': 0.0, 'gen_prorata_group_curtailment[South]': 0.46090051455190223}
t-1 | dcopf | generator_prorata_curtailment_proportion_UB[W@5,'257'] | ('W@5', '257') | {'dcopf': True, 'IEEE 24 Bus': True} | TRUE | -1.1102e-16 |  | 0 | 1.1102e-16 | {'generator_prorata_curtailment[W@5]': 0.6951317370839448, "generator_active_prorata_group[W@5,'257']": 1.0, "gen_prorata_group_curtailment['257']": 0.6951317370839449}
t-1 | dcopf | generator_prorata_curtailment_proportion_UB[W@7,South] | ('W@7', 'South') | {'dcopf': True, 'IEEE 24 Bus': True} | TRUE | -0.76577 |  | 0 | 0.76577 | {'generator_prorata_curtailment[W@7]': 0.6951317370839449, 'generator_active_prorata_group[W@7,South]': 0.0, 'gen_prorata_group_curtailment[South]': 0.46090051455190223}
t-1 | dcopf | generator_prorata_curtailment_proportion_UB[W@7,'257'] | ('W@7', '257') | {'dcopf': True, 'IEEE 24 Bus': True} | TRUE | 0 |  | 0 | 0 | {'generator_prorata_curtailment[W@7]': 0.6951317370839449, "generator_active_prorata_group[W@7,'257']": 1.0, "gen_prorata_group_curtailment['257']": 0.6951317370839449}
t-1 | dcopf | generator_prorata_group_active['W@1.1'] | W@1.1 | {'dcopf': True, 'IEEE 24 Bus': True} | TRUE | 1 | 1 | 1 | 0 | {"generator_active_prorata_group['W@1.1',South]": 1.0}
t-1 | dcopf | generator_prorata_group_active['W@1.2'] | W@1.2 | {'dcopf': True, 'IEEE 24 Bus': True} | TRUE | 1 | 1 | 1 | 0 | {"generator_active_prorata_group['W@1.2',South]": 1.0}
t-1 | dcopf | generator_prorata_group_active[W@2] | W@2 | {'dcopf': True, 'IEEE 24 Bus': True} | TRUE | 1 | 1 | 1 | 0 | {'generator_active_prorata_group[W@2,South]': 0.0, "generator_active_prorata_group[W@2,'257']": 1.0}
t-1 | dcopf | generator_prorata_group_active[W@3] | W@3 | {'dcopf': True, 'IEEE 24 Bus': True} | TRUE | 1 | 1 | 1 | 0 | {'generator_active_prorata_group[W@3,South]': 1.0}
t-1 | dcopf | generator_prorata_group_active[W@5] | W@5 | {'dcopf': True, 'IEEE 24 Bus': True} | TRUE | 1 | 1 | 1 | 0 | {'generator_active_prorata_group[W@5,South]': 0.0, "generator_active_prorata_group[W@5,'257']": 1.0}
t-1 | dcopf | generator_prorata_group_active[W@7] | W@7 | {'dcopf': True, 'IEEE 24 Bus': True} | TRUE | 1 | 1 | 1 | 0 | {'generator_active_prorata_group[W@7,South]': 0.0, "generator_active_prorata_group[W@7,'257']": 1.0}

## PTDF
Element | Type | From | To | 1 | 2 | 3 | 4 | 5 | 6 | 7 | 8 | 9 | 10 | 11 | 12 | 13 | 14 | 15 | 16 | 17 | 18 | 19 | 20 | 21 | 22 | 23 | 24
L1-12 | branch | 1 | 2 | 0.43653 | -0.50752 | 0.094952 | -0.24778 | 0.2264 | -0.11446 | -0.013266 | -0.013266 | -0.035161 | 0.0086292 | -0.0020275 | -0.0038241 | 0 | 0.0076014 | 0.027545 | 0.021028 | 0.024012 | 0.025463 | 0.014795 | 0.012092 | 0.026132 | 0.025299 | 0.0106 | 0.053592
L2-13 | branch | 1 | 3 | 0.24305 | 0.22092 | -0.19583 | 0.094846 | 0.15467 | 0.10072 | 0.02736 | 0.02736 | -0.0083548 | 0.063074 | 0.0041816 | 0.007887 | 0 | -0.015677 | -0.056809 | -0.043368 | -0.049523 | -0.052515 | -0.030514 | -0.024938 | -0.053895 | -0.052177 | -0.021862 | -0.11053
L3-15 | branch | 1 | 5 | 0.32042 | 0.2866 | 0.10088 | 0.15293 | -0.38107 | 0.013745 | -0.014094 | -0.014094 | 0.043516 | -0.071704 | -0.0021541 | -0.0040628 | 0 | 0.0080759 | 0.029264 | 0.02234 | 0.025511 | 0.027052 | 0.015719 | 0.012846 | 0.027763 | 0.026878 | 0.011262 | 0.056937
L4-24 | branch | 2 | 4 | 0.24036 | 0.26832 | 0.030888 | -0.36614 | 0.15095 | 0.10838 | -0.0043154 | -0.0043154 | -0.066924 | 0.058294 | -0.00065955 | -0.001244 | 0 | 0.0024727 | 0.0089603 | 0.0068403 | 0.0078111 | 0.008283 | 0.0048128 | 0.0039334 | 0.0085008 | 0.0082298 | 0.0034482 | 0.017433
L5-26 | branch | 2 | 6 | 0.19617 | 0.22416 | 0.064064 | 0.11837 | 0.075448 | -0.22285 | -0.0089505 | -0.0089505 | 0.031763 | -0.049664 | -0.001368 | -0.0025801 | 0 | 0.0051287 | 0.018585 | 0.014187 | 0.016201 | 0.01718 | 0.0099823 | 0.0081583 | 0.017631 | 0.017069 | 0.0071519 | 0.036158
L6-39 | branch | 3 | 9 | 0.085646 | 0.070699 | 0.41797 | -0.033654 | 0.04471 | 0.018601 | -0.058395 | -0.058395 | -0.11908 | 0.0022859 | -0.0089249 | -0.016833 | 0 | 0.033461 | 0.12125 | 0.092562 | 0.1057 | 0.11208 | 0.065127 | 0.053226 | 0.11503 | 0.11136 | 0.046661 | 0.23591
L7-49 | branch | 4 | 9 | 0.24036 | 0.26832 | 0.030888 | 0.63386 | 0.15095 | 0.10838 | -0.0043154 | -0.0043154 | -0.066924 | 0.058294 | -0.00065955 | -0.001244 | 0 | 0.0024727 | 0.0089603 | 0.0068403 | 0.0078111 | 0.008283 | 0.0048128 | 0.0039334 | 0.0085008 | 0.0082298 | 0.0034482 | 0.017433
L8-510 | branch | 5 | 10 | 0.32042 | 0.2866 | 0.10088 | 0.15293 | 0.61893 | 0.013745 | -0.014094 | -0.014094 | 0.043516 | -0.071704 | -0.0021541 | -0.0040628 | 0 | 0.0080759 | 0.029264 | 0.02234 | 0.025511 | 0.027052 | 0.015719 | 0.012846 | 0.027763 | 0.026878 | 0.011262 | 0.056937
L9-610 | branch | 6 | 10 | 0.19617 | 0.22416 | 0.064064 | 0.11837 | 0.075448 | 0.77715 | -0.0089505 | -0.0089505 | 0.031763 | -0.049664 | -0.001368 | -0.0025801 | 0 | 0.0051287 | 0.018585 | 0.014187 | 0.016201 | 0.01718 | 0.0099823 | 0.0081583 | 0.017631 | 0.017069 | 0.0071519 | 0.036158
L10-78 | branch | 7 | 8 | 0 | 0 | 0 | 0 | 0 | 0 | 1 | 0 | 0 | 0 | 5.3212e-17 | 0 | 0 | 0 | 0 | 0 | 0 | 0 | 0 | 0 | 0 | 0 | 0 | 5.3212e-17
L11-89 | branch | 8 | 9 | 0.018342 | 0.016528 | -0.027324 | -0.031654 | 0.047997 | 0.063897 | 0.50382 | 0.50382 | -0.071096 | 0.078731 | 0.00058346 | 0.0011005 | 0 | -0.0021875 | -0.0079266 | -0.0060512 | -0.00691 | -0.0073274 | -0.0042576 | -0.0034796 | -0.0075201 | -0.0072803 | -0.0030504 | -0.015422
L12-810 | branch | 8 | 10 | -0.018342 | -0.016528 | 0.027324 | 0.031654 | -0.047997 | -0.063897 | 0.49618 | 0.49618 | 0.071096 | -0.078731 | -0.00058346 | -0.0011005 | 0 | 0.0021875 | 0.0079266 | 0.0060512 | 0.00691 | 0.0073274 | 0.0042576 | 0.0034796 | 0.0075201 | 0.0072803 | 0.0030504 | 0.015422
L13-1113 | branch | 11 | 13 | 0.42036 | 0.42097 | 0.40105 | 0.4228 | 0.42436 | 0.42671 | 0.42641 | 0.42641 | 0.4243 | 0.42851 | 0.63175 | 0.23234 | 0 | 0.51856 | 0.36429 | 0.36073 | 0.36236 | 0.36315 | 0.29227 | 0.26258 | 0.36352 | 0.36306 | 0.24619 | 0.37849
L14-1114 | branch | 11 | 14 | -0.01164 | -0.0083397 | -0.11667 | 0.0016306 | 0.010141 | 0.022924 | 0.021253 | 0.021253 | 0.0097922 | 0.032714 | 0.12966 | -0.025789 | 0 | -0.64719 | -0.3167 | -0.33604 | -0.32718 | -0.32288 | -0.24765 | -0.20932 | -0.32089 | -0.32336 | -0.18817 | -0.2394
L15-1213 | branch | 12 | 13 | 0.39871 | 0.39986 | 0.3623 | 0.40331 | 0.40626 | 0.4107 | 0.41012 | 0.41012 | 0.40614 | 0.41409 | 0.23234 | 0.60916 | 0 | 0.25486 | 0.29295 | 0.28625 | 0.28932 | 0.29081 | 0.28676 | 0.28698 | 0.2915 | 0.29064 | 0.2871 | 0.31975
L16-1223 | branch | 12 | 23 | 0.035159 | 0.037297 | -0.032886 | 0.043757 | 0.04927 | 0.057552 | 0.05647 | 0.05647 | 0.049044 | 0.063895 | -0.0068618 | 0.15956 | 0 | -0.077088 | -0.16248 | -0.17501 | -0.16927 | -0.16648 | -0.23573 | -0.26208 | -0.1652 | -0.1668 | -0.27661 | -0.1124
L17-1323 | branch | 13 | 23 | -0.18093 | -0.17918 | -0.23665 | -0.17389 | -0.16937 | -0.16259 | -0.16348 | -0.16348 | -0.16956 | -0.1574 | -0.13591 | -0.15849 | 0 | -0.22659 | -0.34276 | -0.35302 | -0.34832 | -0.34604 | -0.42097 | -0.45044 | -0.34499 | -0.3463 | -0.4667 | -0.30176
L18-1416 | branch | 14 | 16 | -0.01164 | -0.0083397 | -0.11667 | 0.0016306 | 0.010141 | 0.022924 | 0.021253 | 0.021253 | 0.0097922 | 0.032714 | 0.12966 | -0.025789 | 0 | 0.35281 | -0.3167 | -0.33604 | -0.32718 | -0.32288 | -0.24765 | -0.20932 | -0.32089 | -0.32336 | -0.18817 | -0.2394
L19-1516 | branch | 15 | 16 | 0.12113 | 0.1156 | 0.2972 | 0.098886 | 0.084619 | 0.063192 | 0.065991 | 0.065991 | 0.085204 | 0.046779 | 0.010086 | 0.019023 | 0 | -0.037814 | 0.63251 | -0.1046 | 0.23294 | 0.397 | -0.073599 | -0.060151 | 0.47273 | 0.3785 | -0.052731 | 0.50294
L20-1521 | branch | 15 | 21 | 0.018138 | 0.01731 | 0.044502 | 0.014807 | 0.012671 | 0.0094623 | 0.0098816 | 0.0098816 | 0.012758 | 0.0070047 | 0.0015103 | 0.0028486 | 0 | -0.0056622 | 0.094713 | -0.015663 | -0.19408 | -0.2808 | -0.011021 | -0.009007 | -0.32083 | -0.27102 | -0.0078959 | 0.075311
L21-1521 | branch | 15 | 21 | 0.018138 | 0.01731 | 0.044502 | 0.014807 | 0.012671 | 0.0094623 | 0.0098816 | 0.0098816 | 0.012758 | 0.0070047 | 0.0015103 | 0.0028486 | 0 | -0.0056622 | 0.094713 | -0.015663 | -0.19408 | -0.2808 | -0.011021 | -0.009007 | -0.32083 | -0.27102 | -0.0078959 | 0.075311
L22-1524 | branch | 15 | 24 | -0.15741 | -0.15022 | -0.3862 | -0.1285 | -0.10996 | -0.082116 | -0.085755 | -0.085755 | -0.11072 | -0.060788 | -0.013107 | -0.02472 | 0 | 0.049138 | 0.17806 | 0.13593 | 0.15522 | 0.1646 | 0.095641 | 0.078165 | 0.16893 | 0.16354 | 0.068523 | -0.65356
L23-1617 | branch | 16 | 17 | -0.036277 | -0.03462 | -0.089004 | -0.029614 | -0.025342 | -0.018925 | -0.019763 | -0.019763 | -0.025517 | -0.014009 | -0.0030206 | -0.0056971 | 0 | 0.011324 | -0.18943 | 0.031327 | -0.61183 | -0.4384 | 0.022042 | 0.018014 | -0.35835 | -0.45796 | 0.015792 | -0.15062
L24-1619 | branch | 16 | 19 | 0.14577 | 0.14188 | 0.26953 | 0.13013 | 0.1201 | 0.10504 | 0.10701 | 0.10701 | 0.12051 | 0.093503 | 0.14277 | -0.0010682 | 0 | 0.30367 | 0.50524 | 0.52803 | 0.5176 | 0.51252 | -0.3433 | -0.28748 | 0.51018 | 0.5131 | -0.25669 | 0.41416
L25-1718 | branch | 17 | 18 | -0.032428 | -0.030947 | -0.079562 | -0.026473 | -0.022653 | -0.016917 | -0.017666 | -0.017666 | -0.02281 | -0.012523 | -0.0027001 | -0.0050927 | 0 | 0.010123 | -0.16933 | 0.028003 | 0.34698 | -0.42539 | 0.019703 | 0.016103 | -0.32033 | -0.058103 | 0.014116 | -0.13464
L26-1722 | branch | 17 | 22 | -0.0038486 | -0.0036729 | -0.0094426 | -0.0031418 | -0.0026886 | -0.0020077 | -0.0020967 | -0.0020967 | -0.0027071 | -0.0014863 | -0.00032045 | -0.00060442 | 0 | 0.0012014 | -0.020096 | 0.0033235 | 0.041181 | -0.013008 | 0.0023384 | 0.0019111 | -0.038018 | -0.39985 | 0.0016754 | -0.01598
L27-1821 | branch | 18 | 21 | -0.016214 | -0.015473 | -0.039781 | -0.013236 | -0.011327 | -0.0084585 | -0.0088332 | -0.0088332 | -0.011405 | -0.0062616 | -0.00135 | -0.0025464 | 0 | 0.0050615 | -0.084665 | 0.014002 | 0.17349 | 0.28731 | 0.0098515 | 0.0080514 | -0.16017 | -0.029052 | 0.0070582 | -0.067321
L28-1821 | branch | 18 | 21 | -0.016214 | -0.015473 | -0.039781 | -0.013236 | -0.011327 | -0.0084585 | -0.0088332 | -0.0088332 | -0.011405 | -0.0062616 | -0.00135 | -0.0025464 | 0 | 0.0050615 | -0.084665 | 0.014002 | 0.17349 | 0.28731 | 0.0098515 | 0.0080514 | -0.16017 | -0.029052 | 0.0070582 | -0.067321
L29-1920 | branch | 19 | 20 | 0.072884 | 0.07094 | 0.13477 | 0.065065 | 0.060051 | 0.05252 | 0.053504 | 0.053504 | 0.060257 | 0.046751 | 0.071385 | -0.00053411 | 0 | 0.15184 | 0.25262 | 0.26402 | 0.2588 | 0.25626 | 0.32835 | -0.14374 | 0.25509 | 0.25655 | -0.12834 | 0.20708
L30-1920 | branch | 19 | 20 | 0.072884 | 0.07094 | 0.13477 | 0.065065 | 0.060051 | 0.05252 | 0.053504 | 0.053504 | 0.060257 | 0.046751 | 0.071385 | -0.00053411 | 0 | 0.15184 | 0.25262 | 0.26402 | 0.2588 | 0.25626 | 0.32835 | -0.14374 | 0.25509 | 0.25655 | -0.12834 | 0.20708
L31-2023 | branch | 20 | 23 | 0.072884 | 0.07094 | 0.13477 | 0.065065 | 0.060051 | 0.05252 | 0.053504 | 0.053504 | 0.060257 | 0.046751 | 0.071385 | -0.00053411 | 0 | 0.15184 | 0.25262 | 0.26402 | 0.2588 | 0.25626 | 0.32835 | 0.35626 | 0.25509 | 0.25655 | -0.12834 | 0.20708
L32-2023 | branch | 20 | 23 | 0.072884 | 0.07094 | 0.13477 | 0.065065 | 0.060051 | 0.05252 | 0.053504 | 0.053504 | 0.060257 | 0.046751 | 0.071385 | -0.00053411 | 0 | 0.15184 | 0.25262 | 0.26402 | 0.2588 | 0.25626 | 0.32835 | 0.35626 | 0.25509 | 0.25655 | -0.12834 | 0.20708
L33-2122 | branch | 21 | 22 | 0.0038486 | 0.0036729 | 0.0094426 | 0.0031418 | 0.0026886 | 0.0020077 | 0.0020967 | 0.0020967 | 0.0027071 | 0.0014863 | 0.00032045 | 0.00060442 | 0 | -0.0012014 | 0.020096 | -0.0033235 | -0.041181 | 0.013008 | -0.0023384 | -0.0019111 | 0.038018 | -0.60015 | -0.0016754 | 0.01598
T1-324 | transformer_2w | 3 | 24 | 0.15741 | 0.15022 | 0.3862 | 0.1285 | 0.10996 | 0.082116 | 0.085755 | 0.085755 | 0.11072 | 0.060788 | 0.013107 | 0.02472 | 0 | -0.049138 | -0.17806 | -0.13593 | -0.15522 | -0.1646 | -0.095641 | -0.078165 | -0.16893 | -0.16354 | -0.068523 | -0.34644
T2-911 | transformer_2w | 9 | 11 | 0.16588 | 0.17164 | 0.19951 | 0.27861 | 0.11657 | 0.090788 | 0.21582 | 0.21582 | 0.36618 | 0.065466 | -0.12052 | 0.10097 | 0 | -0.059726 | 0.040421 | 0.025039 | 0.032083 | 0.035506 | 0.031239 | 0.033929 | 0.037086 | 0.03512 | 0.035412 | 0.10189
T3-912 | transformer_2w | 9 | 12 | 0.17846 | 0.18391 | 0.22202 | 0.28993 | 0.12709 | 0.10009 | 0.22529 | 0.22529 | 0.37673 | 0.073845 | 0.11152 | -0.11795 | 0 | 0.093472 | 0.081863 | 0.068312 | 0.074517 | 0.077533 | 0.034443 | 0.019751 | 0.078925 | 0.077193 | 0.011646 | 0.13602
T4-1011 | transformer_2w | 10 | 11 | 0.24284 | 0.24098 | 0.084877 | 0.14582 | 0.31793 | 0.35885 | 0.23184 | 0.23184 | 0.067914 | 0.39576 | -0.11807 | 0.10559 | 0 | -0.068903 | 0.0071666 | -0.0003467 | 0.0030939 | 0.0047661 | 0.013378 | 0.019331 | 0.0055379 | 0.0045775 | 0.022615 | 0.037195
T5-1012 | transformer_2w | 10 | 12 | 0.25541 | 0.25325 | 0.10739 | 0.15714 | 0.32845 | 0.36815 | 0.2413 | 0.2413 | 0.078461 | 0.40414 | 0.11396 | -0.11333 | 0 | 0.084295 | 0.048609 | 0.042926 | 0.045528 | 0.046793 | 0.016581 | 0.0051536 | 0.047377 | 0.04665 | -0.0011512 | 0.071323